## Master Original (hidden)
No. | Department | Area | Building Name | Facility Type | Function | Macro Area | Micro Area | Building Number | Building type | # Stories/Floors | Utilization | Total Units | Population | HVAC Type | Sprinkler | Alarm | Ventilation System Rectifications | Wall Penetration Rectifications | Interior renovation | Kitchen Hoods | Exterior upgrade | Garden gate | Sun shade/Patio | Decorative wall | Cladding | Control camira | Speed Net | Power Source | Capacity
AR-RABIYAH
528 | CCSD | DHAHRAN | AR RABIYAH COMMUNITY CONCESSION (MINI MARKET) | Supermarket | Concession | AR-Rabiyah | Rabiyah Facilities Center |  | Food Court | 1 | Food Court | 1 | 10 | AHU& Split | YES | Smoke detector | Central | N | N/A | NO | YES | YES | NO | NO | Wooden | YES | N/A | 110V/220V
528 | CCSD | DHAHRAN | AR-RABIYAH PARK IN FRONT OF LOT 5 | Others | Recreation | AR-Rabiyah | Rabiyah Facilities Center | No Bldg # | PARKING | N/A | PARKING | N/A | N/A | N/A | N/A | N/A | N/A | N/A | N/A | N/A | N/A | N/A | N/A | N/A | N/A | N/A | N/A | N/A
528 | CCSD | DHAHRAN | AR-RABIYAH PARK IN FRONT OF LOT 73 | Others | Recreation | AR-Rabiyah | Rabiyah Facilities Center | No Bldg # | PARKING | N/A | PARKING | N/A | N/A | N/A | N/A | N/A | N/A | N/A | N/A | N/A | N/A | N/A | N/A | N/A | N/A | N/A | N/A | N/A
528 | CCSD | DHAHRAN | AR-RABIYAH RECREATION FACILITIES | Entertainment | Recreation | AR-Rabiyah | Rabiyah Facilities Center | 600 | Hall 600 | NA | Hall 600 | 1 | 20 | AHU | N/a | Smoke Detector | central | n |  | n/a | n/a | n/a | n/a | n/a | avaliable | n/a | N/A | 110V/220V
528 | CCSD | DHAHRAN | AR-RABIYAH COMMUNITY CENTER 600 | Multi-purpose hall | Recreation | AR-Rabiyah | Rabiyah Facilities Center | 600 | Multi pupose | NA | Multi pupose | 1 | 20 | AHU | N/a | Fire control panel | central | n |  | n/a | n/a | n/a | n/a | n/a | avaliable | n/a | N/A | 110V/220V
528 | CCSD | DHAHRAN | AR-RABIYAH RECREATION HALL 615 | Multi-purpose hall | Recreation | AR-Rabiyah | Rabiyah Facilities Center | 615 | RECREATION HALL | N/A | RECREATION HALL | 1 | 50 | AHU/split | N/A | Smoke Detector | Central | N | N/A | N/A | Yes | N/A | N/A | N/A | Wooden | N/A | N/A | 110V/220V
528 | CCSD | DHAHRAN | AR-RABIYAH RECREATION HALL | Multi-purpose hall | Recreation | AR-Rabiyah | Rabiyah Facilities Center | 600 | RECREATION HALL | N/A | RECREATION HALL | 1 | 50 | AHU/split | N/A | Smoke Detector | Central | N | N/A | N/A | Yes | N/A | N/A | N/A | Wooden | N/A | N/A | 110V/220V
528 | CCSD | DHAHRAN | AR-RABIYAH PLAYGROUND | Others | Recreation | AR-Rabiyah | Rabiyah Facilities Center | No Bldg # | Playground | N/A | Playground | 1 | 15 |  | NA | NA | NA | NA | NA | NA | Yes | N/A | N/A | N/A | N/A | N/A | N/A | 110V/220V/480
528 | CCSD | DHAHRAN | ENGINEERING BLDG BASEMENT (CONCESSIONS) |  | Concession | AR-Rabiyah |  |  |  | 1 |  | 1 | 30 | AHU& Split | YES | Smoke detector | Central | N | N/A | YES | YES | YES | NO | NO | PVC & Glass | YES | N/A | 110V/220V/380V/480V
528 | CCSD | DHAHRAN | PUBLIC HAMMAM AR-RABIYAH GARDENING |  |  | AR-Rabiyah
528 | CCSD | DHAHRAN | PUBLIC HAMMAM AR-ABIYAH RECREATION |  |  | AR-Rabiyah
528 | CCSD | DHAHRAN | AR-RABIYAH MOSQUE |  |  | AR-Rabiyah
528 | CCSD | DHAHRAN | AR-RABIYAH GRDNG & SAN. OFFICE |  |  | AR-Rabiyah
528 | CCSD | DHAHRAN | JEBEL STORAGE BLDG. |  |  | AR-Rabiyah
528 | CCSD | DHAHRAN | TRANSFER PUMP STATION |  |  | AR-Rabiyah
528 | CCSD | DHAHRAN | MUSALLAH |  |  | AR-Rabiyah
528 | CCSD | DHAHRAN | RAW WATER ZONE#1 & #2 |  |  | AR-Rabiyah
528 | CCSD | DHAHRAN | MOTOR CNTRL CNTR BOILER BLDG. |  |  | AR-Rabiyah
528 | CCSD | DHAHRAN | BOILER BLDG. |  |  | AR-Rabiyah
528 | CCSD | DHAHRAN | MOTOR CONTROL ROOM |  |  | AR-Rabiyah
528 | CCSD | DHAHRAN | REVERSE OSMOSIS CENTER |  |  | AR-Rabiyah
528 | CCSD | DHAHRAN | COMPRESSOR BUILDING |  |  | AR-Rabiyah
528 | CCSD | DHAHRAN | REVERSE OSMOSIS PLANT |  |  | AR-Rabiyah
AL MUNIRAH
96 | CCSD | DHAHRAN | AL MUNIRAH COMMISSARY | Supermarket | Concession | Al Munirah | Munirah Area | 145 | Super Market | 1 | Super Market | 1 | 100 | AHU | YES | Smoke detector | Central | N | N/A | YES | YES | YES | NO | NO | Stone | YES | N/A | 110V/220V/380V/480V
96 | CCSD | DHAHRAN | AL-MUNIRAH DINING HALL | Food & Beverage | Concession | Al Munirah | Munirah Area | 101F | Dining Hall | 1 | Dining Hall | 1 | 648 | AHU | YES | Smoke detector | Central | N | N/A | NO | YES | YES | NO | NO | Stone | YES | N/A | 110V/220V/380V
96 | CCSD | DHAHRAN | THE SQUARE | Food & Beverage | Concession | Al Munirah | Munirah Area | 213 | Food Court | 1 | Food Court | 1 | 50 | AHU& Split | YES | Smoke detector | Central | N | N/A | YES | YES | YES | YES | NO | Wooden | YES | N/A | 220V/380V
96 | CCSD | DHAHRAN | AL-MUNIRAH RECREATION OFFICE/GAME ROOM | Multi-purpose hall | Recreation | Al Munirah | Munirah Area | 105 | Office/ game room | N/A | Office/ game room | 1 | 60 | AHU | N/A | Smoke Detector | AHU type | N/A | N/A | N/A | Yes | N/A | Yes | N/A | N/A | Yes | N/A | 110V/220V
96 | CCSD | DHAHRAN | AL-MUNIRAH THEATER | Entertainment | Recreation | Al Munirah | Munirah Area | 107 | Theater | N/A | Theater | 1 | N/A | AHU | N/A | Smoke Detector | AHU type | N/A | N/A | N/A | Yes | N/A | N/A | N/A | N/A | N/A | N/A | 110V/220V
96 | CCSD | DHAHRAN | AL-MUNIRAH MULTI-PURPOSE GYM | Multi-purpose hall | Recreation | Al Munirah | Munirah Area | 103 | Gym | N/A | Gym | 1 | 350 | AHU | N/A | Smoke Detector | AHU type | N/A | N/A | N/A | Yes | N/A | Yes | N/A | N/A | Yes | N/A | 110V/220V
96 | CCSD | DHAHRAN | AL-MUNIRAH SOCCER FIELD | Sports Fields | Recreation | Al Munirah | Munirah Area | No Bldg # | Soccer field | N/A | Soccer field | 1 | 45 | N/A | N/A | N/A | N/A | N/A | N/A | N/A | Yes | N/A | N/A | N/A | N/A | N/A | N/A | 110V/220V
96 | CCSD | DHAHRAN | AC SERVICE UNIT | Office | Residential | Al Munirah | Munirah Area | 106
96 | CCSD | DHAHRAN | MAINTENANCE UNIT | Office | Residential | Al Munirah | Munirah Area | 206
96 | CCSD | DHAHRAN | HOUSING OFFICE | Office | Residential | Al Munirah | Munirah Area | 146
96 | CCSD | DHAHRAN | AL MUNIRAH SERVICES BLDG. | Services | Concession | Al Munirah | Munirah Area | 149
96 | CCSD | DHAHRAN | AL-MUNIRAH TENNIS COURTS | Sports Courts | Recreation | Al Munirah | Munirah Area | N/A | Tennis Court | N/A | Tennis Court | 1 | 70 | Split Type | N/A | Smoke Detector | Split A/C | N/A | N/A | N/A | Yes | N/A | N/A | N/A | N/A | N/A | N/A | 110V/220V
96 | CCSD | DHAHRAN | AL-MUNIRAH PADEL COURTS | Sports Courts | Recreation | Al Munirah | Munirah Area | N/A
96 | CCSD | DHAHRAN | AL-MUNIRAH BASKETBALL COURT | Sports Courts | Recreation | Al Munirah | Munirah Area | N/A | Basketball court | N/A | Basketball court | 1 | 80 | AHU | N/A | Heat Detector | AHU type | N/A | N/A | N/A | Yes | N/A | N/A | N/A | N/A | N/A | N/A | 110V/220V
96 | CCSD | DHAHRAN | AL-MUNIRAH SWIMMING POOL | Swimming Pool | Recreation | Al Munirah | Munirah Area | 19 |  | N/A | Swimming pool | 1 | 100 | AHU | N/A | Smoke Detector | AHU type | N/A | N/A | N/A | Yes | N/A | Yes | N/A | N/A | N/A | N/A | 110V/220V
96 | CCSD | DHAHRAN | FIRE PUMP ROOM | Others | Others | Al Munirah | Munirah Area | No Bldg #
96 | CCSD | DHAHRAN | ELECTRICAL ROOM | Others | Others | Al Munirah | Munirah Area | No Bldg #
96 | CCSD | DHAHRAN | TENNIS COURT CLUBHOUSE | Office | Recreation | Al Munirah | Munirah Area | No Bldg #
96 | CCSD | DHAHRAN | AL-MUNIRAH RESIDENTIAL BLDG. 129 | Others | Residential | Al Munirah | Munirah Area | 129 | Resedential Building | 8 | Resedential Building | 235 | 235 | Central |  | Smoke Detector | Central | [10 empty] | 110V
96 | CCSD | DHAHRAN | AL-MUNIRAH RESIDENTIAL BLDG. 130 | Others | Residential | Al Munirah | Munirah Area | 130 | Resedential Building | 8 | Resedential Building | 235 | 235 | Central |  | Smoke Detector | Central | [10 empty] | 110V
96 | CCSD | DHAHRAN | AL-MUNIRAH RESIDENTIAL BLDG. 131 | Others | Residential | Al Munirah | Munirah Area | 131 | Resedential Building | 10 | Resedential Building | 235 | 235 | Central |  | Smoke Detector | Central | [10 empty] | 110V
96 | CCSD | DHAHRAN | AL-MUNIRAH RESIDENTIAL BLDG. 132 | Others | Residential | Al Munirah | Munirah Area | 132 | Resedential Building | 8 | Resedential Building | 235 | 235 | Central |  | Smoke Detector | Central | [10 empty] | 110V
96 | CCSD | DHAHRAN | AL-MUNIRAH RESIDENTIAL BLDG. 133 | Others | Residential | Al Munirah | Munirah Area | 133 | Resedential Building | 8 | Resedential Building | 235 | 235 | Central |  | Smoke Detector | Central | [10 empty] | 110V
96 | CCSD | DHAHRAN | Al-Munerah and window AC Services Unit O |  |  | Al Munirah | Munirah Area
96 | CCSD | DHAHRAN | AL-MUNIRAH GAME ROOM, LIBRARY |  |  | Al Munirah | Munirah Area
96 | CCSD | DHAHRAN | AL-MUNIRAH RECREATION OFFICE |  |  | Al Munirah | Munirah Area
96 | CCSD | DHAHRAN | AL-MUNIRAH GYM, EXERCISE ROOM |  |  | Al Munirah | Munirah Area
96 | CCSD | DHAHRAN | AL-MUNIRAH MAIL CENTER |  |  | Al Munirah | Munirah Area
96 | CCSD | DHAHRAN | DUD AL-MUNIRAH & WINDOW AC UNIT |  |  | Al Munirah | Munirah Area
96 | CCSD | DHAHRAN | AL-MUNIRAH FLOWER BEDS |  |  | Al Munirah | Munirah Area
528 | CCSD | DHAHRAN | AL MUNIRAH MOSQUE |  |  | Al Munirah | Munirah Area
MAIN CAMP
96 | CCSD | DHAHRAN | GOLF CLUB HOUSE | Clubhouse | Recreation | Main Camp | Golf Course | 2005 | club house | NA | club house | 1 | 30 | AHU | NA | Fire control panel | Central | N | NA | NA | YES | YES | YES | NO | NO | NA | N/A | 110/220
96 | CCSD | DHAHRAN | GOLF CART SHEDS | Others | Recreation | Main Camp | Golf Course | 2005 | CART SHED | NA | CART SHED | 1 | 1 | NA | NA | NA | NA |  | NA | NA | YES | NO | YES | NO | NO | NA | NA | 110/220
96 | CCSD | DHAHRAN | DHAHRAN GOLF CLUB SNACK BAR (Chili's) | Food & Beverage | Concession | Main camp | Golf Course | 2005A | Food Court | 1 | Food Court | 1 | 50 | AHU& Split | YES | Smoke detector | Central | N | N/A | YES | YES | YES | YES | NO | Wooden | YES | N/A | 110V/220V/380V
96 | CCSD | DHAHRAN | DHAHRAN COMMISSARY | Supermarket | Concession | Main Camp | Main Camp Facilites Center | 117 | Super Market | 1 | Super Market | 1 | 200 | AHU& Split | YES | Smoke detector | Central | N | N/A | YES | YES | YES | NO | NO | PVC & Glass | YES | N/A | 110V/220V/380V
96 | CCSD | DHAHRAN | COFFEE SERVICES | Food & Beverage | Concession | Main Camp | Main Camp Facilites Center | 117 | Coffee Store | 1 | Coffee Store | 1 | 10 | Window & Split | N/A | Smoke detector | Central | N | N/A | YES | YES | NO | YES | NO | Stone | NO | N/A | 110V/220V
96 | CCSD | DHAHRAN | DH DINING HALL | Food & Beverage | Concession | Main camp | Main Camp Facilites Center | 1445 | Dining Hall | 1 | Dining Hall | 1 | 250 | AHU& Split | YES | Smoke detector | Central | N | N/A | YES | YES | YES | NO | NO | Stone | YES | N/A | 110V/220V/380V
96 | CCSD | DHAHRAN | COMMUNITY PLAZA | Parks & Plaza | Concession | Main camp | Main Camp Facilites Center | 112 | Food Court | 1 | Food Court | 1 | 35 | AHU& Split | N/A | Smoke detector | Central | N | N/A | NO | YES | YES | YES | NO | N/A | YES | N/A | 220V/380V
96 | CCSD | DHAHRAN | ARABIAN FOOD SUPPLY BANQUET OFFICE | Office | Concession | Main camp | Main Camp Facilites Center | 1445 | Office | 1 | Office | 1 | 10 | AHU& Split | N/A | Smoke detector | Central | N | N/A | NO | YES | YES | NO | NO | Wooden | YES | N/A | 110V/220V
96 | CCSD | DHAHRAN | SNACK BAR 2 | Food & Beverage | Concession | Main camp | 3rd St. Sports Complex | 211 | Restaurant | 1 | Restaurant | 1 | 25 | AHU& Split | YES | Smoke detector | Central | N | N/A | YES | YES | YES | NO | NO | Stone | YES | N/A | 110V/220V
96 | CCSD | DHAHRAN | POOL FACILITY | Swimming Pool | Recreation | Main camp | 3rd St. Sports Complex | 119-A | Swimming Pool | N/A | Swimming Pool | 1 | 144 | Split Type | N/A | Smoke Detector | Split AC | N/A | N/A | N/A | Yes | N/A | Yes | N/A | N/A | N/A | N/A | 110V/220V
96 | CCSD | DHAHRAN | POOL PUMP HOUSE | Others | Recreation | Main camp | 3rd St. Sports Complex | 119-B | Pump Room | N/A | Pump Room | 1 | 20 | Split Type | Yes | Smoke Detector | N/A | N/A | N/A | N/A | N/A | N/A | Yes | N/A | N/A | N/A | N/A | 110V/220V
96 | CCSD | DHAHRAN | YOUTH CENTER | Entertainment | Recreation | Main Camp | 3rd St. Sports Complex | 209F | Youth Center | N/A | Youth Center | 1 | 50 | AHU | N/A | Smoke Detector | N/A | N/A | N/A | N/A | N/A | N/A | N/A | N/A | N/A | N/A | N/A | 110V/220V
96 | CCSD | DHAHRAN | EXERCISE GYM | Fitness Gym | Recreation | Main camp | 3rd St. Sports Complex | 221 | Gym | N/A | Gym | 1 | 500 | AHU, Split Type | Yes | Fire control panel | N/A | N/A | N/A | Yes | N/A | Yes | Yes | N/A | N/A | N/A | N/A | 110V/220V
96 | CCSD | DHAHRAN | SOCCER FIELD #1 & RUNNING TRACK | Sports Fields | Recreation | Main camp | 3rd St. Sports Complex | N/A | Soccer Field 1 | N/A | Soccer Field 1 | 1 | 100 | Window Type | Yes | N/A | N/A | N/A | N/A | N/A | N/A | Yes | Yes | N/A | N/A | N/A | N/A | 110V/220V
96 | CCSD | DHAHRAN | TENNIS COURTS | Sports Courts | Recreation | Main camp | 3rd St. Sports Complex | N/A | outdoor field | N/A | Tennis Courts | 1 | 100 | Window Type | Yes | N/A | N/A | N/A | N/A | N/A | N/A | N/A | Yes | N/A | N/A | N/A | N/A | 110V/220V
96 | CCSD | DHAHRAN | SOCCER FIELD #2 | Sports Fields | Recreation | Main camp | 3rd St. Sports Complex | N/A | Soccer Field 2 | N/A | Soccer Field 2 | 1 | 100 | Window Type | Yes | N/A | N/A | N/A | N/A | N/A | N/A | Yes | Yes | N/A | N/A | N/A | N/A | 110V
96 | CCSD | DHAHRAN | PRACTICE FIELD | Sports Fields | Recreation | Main camp | 3rd St. Sports Complex | N/A | Ballfield | N/A | Ballfield | 1 | 100 | Window Type | Yes | N/A | N/A | N/A | N/A | N/A | N/A | N/A | Yes | N/A | N/A | N/A | N/A | 110V/220V
96 | CCSD | DHAHRAN | SQUASH COURT AND RACQUET BALL COURTS | Sports Courts | Recreation | Main camp | 3rd St. Sports Complex | 4399
96 | CCSD | DHAHRAN | RACQUET BALL COURTS | Sports Courts | Recreation | Main camp | 3rd St. Sports Complex | 4398
96 | CCSD | DHAHRAN | TENNIS CLUBHOUSE | Clubhouse | Recreation | Main camp | 3rd St. Sports Complex | 4397
96 | CCSD | DHAHRAN | 3RD ST. RECREATION OFFICE | Office | Recreation | Main camp | 3rd St. Sports Complex | 209F
96 | CCSD | DHAHRAN | PRAYER ROOM | Mosque | Others | Main camp | 3rd St. Sports Complex | 209F
96 | CCSD | DHAHRAN | MALE LOCKER ROOM | Others | Recreation | Main camp | 3rd St. Sports Complex | 199F
96 | CCSD | DHAHRAN | FEMALE LOCKER ROOM | Others | Recreation | Main camp | 3rd St. Sports Complex | 199F
96 | CCSD | DHAHRAN | KING'S ROAD RECREATION FACILITIES 1012 | Office | Recreation | Main camp | King's Park Recreation Complex | 1012 | office | N/A | office | 1 | 25 | AHU, Split Type | Yes | Smoke Detector | N/A | N/A | N/A | Yes | N/A | Yes | Yes | N/A | N/A | N/A | N/A | 110V/220V
96 | CCSD | DHAHRAN | RECREATION MAINTENANCE OFFICE | Office | Recreation | Main camp | King's Park Recreation Complex | 1008 | maintenance | N/A | maintenance | 1 | 20 | AHU/split | N/A | smok detectors | N/A | N/A | N/A | N/A | yes | yes | N/A | N/A | N/A | N/A | N/A | 110/220
96 | CCSD | DHAHRAN | LADIES FITNESS CENTER | Fitness Gym | Recreation | Main camp | King's Park Recreation Complex | 1106/1108 | Gym | N/a | Gym | 1 | 100 | AHU | N/a | Fire control panel | central | n |  | n/a | n/a | n/a | n/a | n/a | avaliable | n/a |  | 110V/220V
96 | CCSD | DHAHRAN | DHAHRAN THEATER | Entertainment | Recreation | Main camp | King's Park Recreation Complex | 1109A | Theater | N/A | Theater | 2 | 300 | AHU/split | yes | yes | yes | yes | N/A | N/A | N/A | N/A | N/A | N/A | yes | N/A | N/A | 110/220
96 | CCSD | DHAHRAN | RECREATION OFFICE BLDG. | Office | Recreation | Main camp | King's Park Recreation Complex | 1109B
96 | CCSD | DHAHRAN | SNACK BAR 1 - TANDOORI | Food & Beverage | Concession | Main camp | King's Park Recreation Complex | 1109C
96 | CCSD | DHAHRAN | BOWLING ALLEY | Entertainment | Recreation | Main camp | King's Park Recreation Complex | 1109D | Bowling Alley | N/A | Bowling Alley | 2 | 45 | AHU/split | yes | yes | yes | yes | yes | N/A | N/A | yes | N/A | yes | yes | N/A | N/A | 110/220
96 | CCSD | DHAHRAN | AD DIWAN BUILDING | Entertainment | Recreation | Main camp | King's Park Recreation Complex | 1109E | AD-Diwan | N/A | AD-Diwan | 2 | 150 | AHU | yes | yes | yes | yes | N/A | N/A | N/A | yes | yes | N/A | yes | N/A | N/A | 110/220/480
96 | CCSD | DHAHRAN | LIBRARY ADMINISTRATION | Office | Recreation | Main camp | King's Park Recreation Complex | 1118 | Office | N/A | Office | 1 | 10 | AHU | N/A | Smoke Detector | Central | N | N/A | N/A | YES | YES | N/A | No | wooden | N/A | N/A | 110V/220V
96 | CCSD | DHAHRAN | DH LIBRARY ANNEX | Office | Recreation | Main camp | King's Park Recreation Complex | 1114 | Office | N/A | Office | 1 | 8 | Split Type | N/A | Fire Control Panel | Split AC | N | N/A | N/A | N/A | N/A | N/A | No | Wooden | N/A | N/A | 110V/220V
96 | CCSD | DHAHRAN | DH RECREATION LIBRARY | Library | Recreation | Main camp | King's Park Recreation Complex | 1118 | Library | N/A | Library | 1 | 150 | AHU | N/A | Fire Control Panel | Central | N | N/A | N/A | YES | N/A | N/A | Yes | Stone | YES | N/A | 110V/220V
96 | CCSD | DHAHRAN | HABAK RESTAURANT | Food & Beverage | Concession | Main camp | King's Park Recreation Complex | 127 | Restaurant | 1 | Restaurant | 1 | 50 | AHU& Split | YES | Smoke detector | Central | N | N/A | YES | YES | YES | NO | NO | Wooden | YES | N/A | 110V/220V/380V
96 | CCSD | DHAHRAN | GAME ROOM AND KIDS ZONE | Game Center | Recreation | Main camp | King's Park Recreation Complex | 105
96 | CCSD | DHAHRAN | STARBUCKS KINGS ROAD | Food & Beverage | Concession | Main camp | King's Park Recreation Complex | 1221 | Coffee shop | 1 | Coffee shop | 1 | 50 | AHU& Split | N/A | Smoke detector | Central | N | N/A | NO | YES | YES | NO | NO | Glass | YES | N/A | 220V/380V
96 | CCSD | DHAHRAN | ACAI KITCHEN (UNDER 500) | Food & Beverage | Concession | Main camp | King's Park Recreation Complex | 4052 | Restaurant | 1 | Restaurant | 1 | 20 | AHU& Split | N/A | Smoke detector | Central | N | N/A | NO | YES | YES | NO | NO | Wooden | YES | N/A | 110V/220V
96 | CCSD | DHAHRAN | MULTI PURPOSE BLDG #3 | Multi-purpose hall | Recreation | Main camp | King's Park Recreation Complex | 1077 | Portable | N/A | Portable | 1 | 50 | Window Type | N/A | Smoke Detector | N/A | N/A | N/A | N/A | N/A | N/A | Yes | N/A | N/A | N/A | N/A | 110V
96 | CCSD | DHAHRAN | SWIMMING POOL | Swimming Pool | Recreation | Main camp | King's Park Recreation Complex | N/A
96 | CCSD | DHAHRAN | DHAHRAN THEATER GROUP | Office | Recreation | Main camp | King's Park Recreation Complex | 4066
96 | CCSD | DHAHRAN | MOSQUE | Mosque | Others | Main camp | King's Park Recreation Complex | No Bldg #
96 | CCSD | DHAHRAN | PUMP ROOM | Others | Others | Main camp | King's Park Recreation Complex | No Bldg #
96 | CCSD | DHAHRAN | DHAHRAN OASIS QUILT GUILD | Classroom | Recreation | Main camp | King's Park Recreation Complex | 4056
96 | CCSD | DHAHRAN | SHRQ COFFEE ROASTERS | Food & Beverage | Concession | Main camp | King's Park Recreation Complex | 1118
96 | CCSD | DHAHRAN | COMMUNITY HERITAGE GALLERY | Others | Recreation | Main camp | King's Park Recreation Complex | 1220
96 | CCSD | DHAHRAN | STARBUCKS COFFEE | Food & Beverage | Concession | Main camp | King's Park Recreation Complex | 1221
96 | CCSD | DHAHRAN | SUBWAY | Food & Beverage | Concession | Main camp | King's Park Recreation Complex
96 | CCSD | DHAHRAN | KING'S PARK | Others | Recreation | Main camp | King's Park Recreation Complex | N/A
96 | CCSD | DHAHRAN | IBIS WALK | Others | Recreation | Main camp | King's Park Recreation Complex | N/A
96 | CCSD | DHAHRAN | DT & HEC | Services | Concession | Main camp | King's Park Recreation Complex | 4044 |  | 1 |  | 1 | 15 | AHU& Split | YES | Smoke detector | Central | N | N/A | NO | YES | YES | NO | NO | Wooden | YES | N/A | 110V/220V
96 | CCSD | DHAHRAN | BLOCK 4038 KARL AVENUE | Services | Concession | Main camp | King's Park Recreation Complex | 4038 | Shop | 1 | Shop | 1 | 53 | AHU& Split | N/A | Smoke detector | Central | N | N/A | NO | YES | YES | NO | NO | Wooden | YES | N/A | 110V/220V
96 | CCSD | DHAHRAN | 4036 KARL (USE DHF-DOC-RECR-KINGR-4036) | Services | Concession | Main camp | King's Park Recreation Complex | 4036 | Shop | 1 | Shop | 1 | 5 | AHU& Split | N/A | Smoke detector | Central | N | N/A | NO | YES | YES | NO | NO | Wooden | YES | N/A | 110V/220V
96 | CCSD | DHAHRAN | DH WOMEN'S GROUP | Office | Recreation | Main camp | Society Groups Area | 1425 | Office | N/A | Office | 1 | N/A | AHU | N/A | Smoke Detector | Central | N | N/A | N/A | Yes | N/A | N/A | N/A | Wooden | N/A | N/A | 110V/220V
96 | CCSD | DHAHRAN | SPIN CITY | Fitness Gym | Recreation | Main camp | Society Groups Area | 4040 | Gym | N/A | Gym | 1 | 20 | AHU | N/A | Smoke Detector | Central | N | N/A | N/A | Yes | N/A | N/A | N/A | Wooden | N/A | N/A | 110V/220V
96 | CCSD | DHAHRAN | DBA GROUP | Office | Recreation | Main camp | Society Groups Area | 4041 | Office | N/A | Office | 1 | N/A | AHU | N/A | Smoke Detector | Central | N | N/A | N/A | Yes | N/A | N/A | N/A | Wooden | N/A | N/A | 110V/220V
96 | CCSD | DHAHRAN | ART GROUP | Others | Recreation | Main camp | Society Groups Area | 4155 | Workshop | N/A | Workshop | 1 | 2 | AHU | N/A | Smoke Detector | Central | N | N/A | N/A | Yes | N/A | N/A | N/A | Wooden | N/A | N/A | 110V/220V
96 | CCSD | DHAHRAN | DHAHRAN COMMUNITY BAND | Others | Recreation | Main camp | Society Groups Area | 4045 | Workshop | N/A | Workshop | 1 | 3 | AHU | N/A | Smoke Detector | Central | N | N/A | N/A | Yes | N/A | N/A | N/A | Wooden | N/A | N/A | 110V/220V
96 | CCSD | DHAHRAN | QUILT GROUP | Office | Recreation | Main camp | Society Groups Area | 4056 | Office | N/A | Office | 1 | 5 | AHU | N/A | Smoke Detector | Central | N | N/A | N/A | Yes | N/A | N/A | N/A | Wooden | N/A | N/A | 110V/220V
96 | CCSD | DHAHRAN | THEATER GROUP | Office | Recreation | Main camp | Society Groups Area | 4066 | Office | N/A | Office | 1 | 3 | AHU | N/A | Smoke Detector | Central | N | N/A | N/A | Yes | N/A | N/A | N/A | Wooden | N/A | N/A | 110V/220V
96 | CCSD | DHAHRAN | NEW BEAUTY SHOP | Services | Concession | Main Camp | Society Groups Area | 1717 | Lady's Saloon | 1 | Lady's Saloon | 1 | 50 | AHU | N/A | Smoke detector | Central | N | N/A | NO | YES | NO | YES | NO | Wooden | YES | N/A | 110V/220V
96 | CCSD | DHAHRAN | LAUNDRY SERVICES | Services | Concession | Main camp | Society Groups Area | 4038 | Shop | 1 | Shop | 1 | 5 | AHU& Split | N/A | Smoke detector | Central | N | N/A | NO | YES | YES | NO | NO | Wooden | YES | N/A | 110V/220V
96 | CCSD | DHAHRAN | SAYSO OFFICE | Office | Recreation | Main Camp | Society Groups Area | 4047 | office | N/A | office | 1 | 25 | Central | N/A | Smoke dtctr | N/A | N/A | N/A | N/A | N/A | N/A | Yes | N/A | N/A | N/A | N/A | 110v / 220v | 12
96 | CCSD | DHAHRAN | YOGA CENTER | Fitness Gym | Recreation | Main camp | Society Groups Area | 4042 | Gym | N/A | Gym | 1 | Unknown | AHU | N/A | Smoke Detector | N/A | N/A | N/A | N/A | Yes | N/A | N/A | N/A | Wooden | N/A | N/A | 110V/220V
96 | CCSD | DHAHRAN | ARABIC SPEAKING GROUP/3rd STREET VALLEY GYM | Fitness Gym | Recreation | Main camp | Society Groups Area |  | GYM | N/A | GYM | 1 | 15 | AHU | Yes | Fire Alarm System | N/A | N/A | N/A | N/A | N/A | N/A | Yes | N/A | N/A | N/A | N/A | 110V/220V
96 | CCSD | DHAHRAN | HEALTH AND DIET CENTER | Services | Concession | Main camp | Society Groups Area | 4044 | Clinic | 1 | Clinic | 1 | 10 | AHU& Split | N/A | Smoke detector | Central | N | N/A | NO | YES | YES | NO | NO | Wooden | YES | N/A | 110V/220V
96 | CCSD | DHAHRAN | 4269 MILLER AVENUE GYM | Fitness Gym | Recreation | Main camp | Miller Avenue | 4269 | Gym | N/a | Gym | 1 | 50 | AHU/SPLIT | N/a | Fire control panel | central | n |  | n/a | yes | n/a | n/a | n/a | n/a | n/a | N/A | 110V/220V
96 | CCSD | DHAHRAN | PEE WEE #2 | Sports Fields | Recreation | Main camp | Oasis Avenue | N/A | Pee Wee Field #1 | N/A | Pee Wee Field #1 | 1 | 100 | Window Type | Yes | N/A | N/A | N/A | N/A | N/A | N/A | Yes | Yes | N/A | N/A | N/A | N/A | 110V/220V
96 | CCSD | DHAHRAN | PEE WEE #1 | Sports Fields | Recreation | Main camp | Oasis Avenue | N/A | Pee Wee Field #1 | N/A | Pee Wee Field #1 | 1 | 100 | Window Type | Yes | N/A | N/A | N/A | N/A | N/A | N/A | Yes | Yes | N/A | N/A | N/A | N/A | 110V/220V
96 | CCSD | DHAHRAN | 821B EIGHT STREET | Office | Recreation | Main camp | 8th Street | 821B | Office | N/a | Office | 1 | 10 | AHU/SPLIT | N/a | Smoke detector | central | n |  | yes | yes | yes | n/a | n/a | n/a | n/a | N/A | 110V/220V
96 | CCSD | DHAHRAN | 5TH STREET PLAYGROUND | Others | Recreation | Main camp | 5th Street | No Bldg # | Playground | N/A | Playground | 1 | 20 | Split Type | Yes | N/A | N/A | N/A | N/A | N/A | N/A | N/A | Yes | N/A | N/A | N/A | N/A | 110V
96 | CCSD | DHAHRAN | YACHT CLUB | Office | Recreation | Main camp | North of 6th St Gate | 5502 | Yacht | N/A | Yacht | 1 | 50 | AHU | Yes | Smoke Detector | N/A | N/A | N/A | Yes | N/A | Yes | Yes | N/A | N/A | N/A | N/A | 110V/220V
96 | CCSD | DHAHRAN | KENNEL CLUB | Services | Recreation | Main camp | Security Industrial Area | 1941 | Veternary Clinic | N/a | Veternary Clinic | 1 | 20 | AHU/SPLIT/ | N/a | Smoke detector | central | n |  | yes | yes | yes | n/a | n/a | n/a | n/a | N/A | 110V/220V
96 | CCSD | DHAHRAN | TAMIMI OFFICE | Office | Recreation | Main camp | Security Industrial Area | 1940 | office | N/a | office | 1 | 12 | AHU/SPLIT/window | N/a | Smoke detector | central | n |  | yes | yes | yes | n/a | n/a | n/a | n/a | N/A | 110V/220V
96 | CCSD | DHAHRAN | SAMARA TAXI SERVICE | Office | Concession | Main camp | Security Industrial Area | 1731 | Office | 1 | Office | 1 | 25 | AHU& Split | N/A | Smoke detector | Central | N | N/A | NO | YES | NO | NO | NO | Stone | YES | N/A | 110V/220V
96 | CCSD | DHAHRAN | OUTDOOR BASKETBALL COURTS | Sports Courts | Recreation | Main camp | Canyon Road | N/A | Basketball | N/A | Basketball | 1 | 50 | N/A | Yes | N/A | N/A | N/A | N/A | N/A | N/A | N/A | N/A | N/A | N/A | N/A | N/A | 110V
96 | CCSD | DHAHRAN | CAFETERIA (CONCESSION) | Food & Beverage | Concession | Main camp |  |  | Coffee shop | 1 | Coffee shop | 1 | 30 | AHU& Split | N/A | Smoke detector | Central | N | N/A | NO | YES | YES | NO | NO | Wooden | YES | N/A | 110V/220V
96 | CCSD | DHAHRAN | GIRL SCOUTS PORTABLE | Office | Recreation | Main camp | Wallnut St | 5117 | Girl's Scout | N/A | Girl's Scout | 1 | 50 | Window Type | Yes | Smoke Detector | N/A | N/A | N/A | Yes | N/A | Yes | Yes | N/A | N/A | N/A | N/A | 110V
96 | CCSD | DHAHRAN | BOY SCOUTS PORTABLE | Office | Recreation | Main camp | Wallnut St | 5119 | Boy's Scout | N/A | Boy's Scout | 1 | 50 | Window Type | Yes | Smoke Detector | N/A | N/A | N/A | Yes | N/A | Yes | N/A | N/A | N/A | N/A | N/A | 110V
96 | CCSD | DHAHRAN | SECURITY BOOTHS (3) 249 | Others | Recreation | Main camp |  |  | Security both | N/A | Security both | 1 | NlA | Split Type | Yes | N/A | N/A | N/A | N/A | Yes | N/A | Yes | Yes | N/A | N/A | N/A | N/A | 110V/220V
96 | CCSD | DHAHRAN | RIM LANE PLAYGRPOUND | Others | Recreation | Main camp |  |  | Playground | N/A | Playground | 1 | 20 | Split Type | Yes | N/A | N/A | N/A | N/A | N/A | N/A | N/A | N/A | N/A | N/A | N/A | N/A | 110V
96 | CCSD | DHAHRAN | RAVINE COURT PLAYGROUND | Others | Recreation | Main camp |  |  | Playground | N/A | Playground | 1 | 20 | Split Type | Yes | N/A | N/A | N/A | N/A | N/A | N/A | N/A | N/A | N/A | N/A | N/A | N/A | 110V
96 | CCSD | DHAHRAN | HOLMES AVENUE PLAYGROUND | Others | Recreation | Main camp |  |  | Playground | N/A | Playground | 1 | 20 | N/A | Yes | N/A | N/A | N/A | N/A | N/A | N/A | N/A | N/A | N/A | N/A | N/A | N/A | 110V
96 | CCSD | DHAHRAN | RECREATION PORTABLE | Office | Recreation | Main camp |  |  | Office | N/A | Office | 1 | N | AHU | N/A | Smoke Detector | Central | N | N/A | N/A | Yes | N/A | N/A | N/A | Wooden | N/A |  | 110V/220V
96 | CCSD | DHAHRAN | POOL PUMP HOUSE | Others | Recreation | Main camp |  |  | Pump Room | N/A | Pump Room | 1 | N/A | SPLIT | N/A | Smoke Detector | Central | N | N/A | N/A | Yes | N/A | N/A | N/A | N/A | N/A | N/A | 110V/220V
96 | CCSD | DHAHRAN | ARABIC LADIES GYM | Fitness Gym | Recreation | Main camp |  |  | Gym | N/a | Gym | 1 | 40 | AHU | N/a | Smoke detector | central | n |  | n/a | n/a | n/a | n/a | n/a | avaliable | n/a |  | 110V/220V
96 | CCSD | DHAHRAN | DARK ROOM / PHOTO LAB | Others | Recreation | Main camp |  |  | Office | N/A | Office | 1 | N/A | AHU | N/A | Smoke Detector | Central | N | N/A | N/A | Yes | N/A | N/A | N/A | Wooden | N/A | N/A | 110V/220V
96 | CCSD | DHAHRAN | CANTERBURY GROUP | Others | Others | Main camp |  |  | CHURCH | N/A | CHURCH | 1 | N/A | AHU | N/A | Fire control panel | Central | N | N/A | N/A | Yes | N/A | N/A | N/A | Wooden | N/A | N/A | 110V/220V
96 | CCSD | DHAHRAN | FELLOWSHIP GROUP | Others | Others | Main camp |  |  | CHURCH | N/A | CHURCH | 1 | N/A | AHU | N/A | Smoke Detector | Central | N | N/A | N/A | Yes | N/A | N/A | N/A | Wooden | N/A | N/A | 110V/220V
96 | CCSD | DHAHRAN | SECURITY BOOTHS (3) | Others | Recreation | Main camp |  |  | Security both | N/A | Security both | 1 | NA | Split Type | NA | NA | NA | [9 empty] | N/A | 110V/220V | bar: N to NA
96 | CCSD | DHAHRAN | Self Directed Group | Office | Recreation | Main camp |  |  | office | N/a | office | 1 | 10 | AHU/SPLIT | N/a | Smoke detector | central | n |  | yes | yes | yes | n/a | n/a | n/a | n/a | N/A | 110V/220V
96 | CCSD | DHAHRAN | RECREATION STORAGE BLDG | Others | Recreation | Main camp
96 | CCSD | DHAHRAN | BRIDGE GROUP PORTABLE | Others | Others | Main camp
96 | CCSD | DHAHRAN | PATIO GAME ROOM | Game Center | Recreation | Main camp
96 | CCSD | DHAHRAN | POOL FACILITY, PATIO | Swimming Pool | Recreation | Main camp
96 | CCSD | DHAHRAN | RECREATION OFFICE/AUDITORIUM | Office | Recreation | Main camp
96 | CCSD | DHAHRAN | RECREATION OFFICE BUILDING | Office | Recreation | Main camp
96 | CCSD | DHAHRAN | ARABIC SPEAKING GROUP |  |  | Main camp
96 | CCSD | DHAHRAN | SAEA OFFICE | Office | Others | Main camp
96 | CCSD | DHAHRAN | EXECUTIVE_GARDENING |  |  | Main camp
96 | CCSD | DHAHRAN | PEST_CONTROL_LAB |  |  | Main camp
96 | CCSD | DHAHRAN | NEW_GLASS_HOUSE |  |  | Main camp
96 | CCSD | DHAHRAN | WOMEN'S EXCHANGE | Others | Others | Main camp | 17th loop | 1712-A
96 | CCSD | DHAHRAN | GARDEN GROUP | Classroom | Recreation | Main camp | 17th loop | 1712-B
96 | CCSD | DHAHRAN | PUBLIC HAMMAM EAST OF BLDG 1445 | Others | Others | Main camp
96 | CCSD | DHAHRAN | PUBLIC HAMMAM BLDG 115 GENTS | Others | Others | Main camp
96 | CCSD | DHAHRAN | PUBLIC HAMMAM OPP BLDG 1109-D | Others | Others | Main camp
96 | CCSD | DHAHRAN | PUBLIC HAMMAM OPP GREENHOUSE | Others | Others | Main camp
96 | CCSD | DHAHRAN | PUBLIC HAMMAM OPP HOUSE #1026 | Others | Others | Main camp
96 | CCSD | DHAHRAN | PUBLIC HAMMAM OPP HOUSE #1199 | Others | Others | Main camp
96 | CCSD | DHAHRAN | PUBLIC HAMMAM OPP HOUSE #325 | Others | Others | Main camp
96 | CCSD | DHAHRAN | HOUSING REPAIR RSHPD. |  |  | Main camp
96 | CCSD | DHAHRAN | EXECUTIVE GARAGE 44 |  |  | Main camp
96 | CCSD | DHAHRAN | EXECUTIVE GARAGE 45 |  |  | Main camp
96 | CCSD | DHAHRAN | PORTABLE#8 |  |  | Main camp
96 | CCSD | DHAHRAN | Majestic Taxi Service Bldg. 213 |  |  | Main camp
96 | CCSD | DHAHRAN | EXERCISE ROOM | Fitness Gym | Recreation | Main camp
96 | CCSD | DHAHRAN | INSTRUCTIONAL MEDIA CENTER |  |  | Main camp
96 | CCSD | DHAHRAN | PROGRAM DEVELOPMENT & EVALUATION |  |  | Main camp
96 | CCSD | DHAHRAN | DISTRICTS SCHOOL ADMINISTRATION |  |  | Main camp
96 | CCSD | DHAHRAN | RECREATION STORE |  |  | Main camp
96 | CCSD | DHAHRAN | ART GROUP & EXHIBIT CENTER |  |  | Main camp
96 | CCSD | DHAHRAN | PEST CONTROL BUILDING |  |  | Main camp
96 | CCSD | DHAHRAN | EXECUTIVE GARAGE 706 |  |  | Main camp
96 | CCSD | DHAHRAN | EXECUTIVE GARAGE 925 |  |  | Main camp
96 | CCSD | DHAHRAN | TAXI STATION |  |  | Main camp
96 | CCSD | DHAHRAN | GARDENING OFFICE | Office |  | Main camp
96 | CCSD | DHAHRAN | DH RECREATION LIBRARY (OFFICE) |  |  | Main camp
96 | CCSD | DHAHRAN | SNACK BAR 1 |  |  | Main camp
96 | CCSD | DHAHRAN | HERITAGE GALLERY STORAGE |  |  | Main camp
96 | CCSD | DHAHRAN | AL-MUJAMMA BUILDING |  |  | Main camp
96 | CCSD | DHAHRAN | AL-MUJAMMA MOSQUE |  |  | Main camp
96 | CCSD | DHAHRAN | HAMILTON HOUSE |  |  | Main camp
96 | CCSD | DHAHRAN | SUPERVISOR ASSESSMENT CENTER |  |  | Main camp
96 | CCSD | DHAHRAN | HERITAGE GALLERY EXTENSION |  |  | Main camp
96 | CCSD | DHAHRAN | DHAHRAN AC PLANT #1 |  |  | Main camp
96 | CCSD | DHAHRAN | DHAHRAN AC PLANT #2 |  |  | Main camp
96 | CCSD | DHAHRAN | DHAHRAN AC PLANT #3 |  |  | Main camp
96 | CCSD | DHAHRAN | DHAHRAN AC PLANT #4 |  |  | Main camp
96 | CCSD | DHAHRAN | DHAHRAN AC PLANT #5 |  |  | Main camp
96 | CCSD | DHAHRAN | DHAHRAN AC PLANT #6 |  |  | Main camp
96 | CCSD | DHAHRAN | DHAHRAN AC PLANT #7 |  |  | Main camp
96 | CCSD | DHAHRAN | DHAHRAN AC PLANT #8 |  |  | Main camp
96 | CCSD | DHAHRAN | CAFE NAJJAR |  |  | Main camp
96 | CCSD | DHAHRAN | LAUNDROMAT |  |  | Main camp
96 | CCSD | DHAHRAN | NURSERY_GREENHOUSE |  |  | Main camp
96 | CCSD | DHAHRAN | STEINEKE HALL |  |  | Main camp
96 | CCSD | DHAHRAN | BUILDING 1714 |  |  | Main camp
96 | CCSD | DHAHRAN | BUILDING 1716 |  |  | Main camp
96 | CCSD | DHAHRAN | TRANSPORTATION DEPARTMENT |  |  | Main camp
96 | CCSD | DHAHRAN | GOVT.AFFAIRS BLDG NEAR GATE #1 |  |  | Main camp
96 | CCSD | DHAHRAN | REMOTE AREA CREW RSHPD. |  |  | Main camp
96 | CCSD | DHAHRAN | VETERINARY CLINIC |  |  | Main camp
96 | CCSD | DHAHRAN | DH PC SOCIETY |  |  | Main camp
96 | CCSD | DHAHRAN | ROLLERSKATING RINK |  |  | Main camp
96 | CCSD | DHAHRAN | LOCKER CHANGING ROOM |  |  | Main camp
96 | CCSD | DHAHRAN | KENNEL CLUB EXTENSION |  |  | Main camp
96 | CCSD | DHAHRAN | SANITATION MOSQUE |  |  | Main camp
96 | CCSD | DHAHRAN | YOUTH CENTER (INTERIOR) |  |  | Main camp
96 | CCSD | DHAHRAN | DIVING EQUIPMENT/REC STORE |  |  | Main camp
96 | CCSD | DHAHRAN | NEW JUNIOR HIGH SCHOOL |  |  | Main camp
96 | CCSD | DHAHRAN | NEW JUNIOR HIGH GYM |  |  | Main camp
96 | CCSD | DHAHRAN | OLD JUNIOR HIGH INDUSTRIAL ARTS |  |  | Main camp
96 | CCSD | DHAHRAN | JUNIOR HIGH SCHOOL, 6TH GRADE |  |  | Main camp
96 | CCSD | DHAHRAN | GARDENING & SANITATION |  |  | Main camp
96 | CCSD | DHAHRAN | AGRICULTURAL ASSIST DIV |  |  | Main camp
96 | CCSD | DHAHRAN | MANAGEMENT & PROFESSIONAL EDUC |  |  | Main camp
96 | CCSD | DHAHRAN | BUS SHELTER BALLFIELD ALONG KING'S ROAD |  |  | Main camp
96 | CCSD | DHAHRAN | BUS SHELTER ALONG KING'S ROAD CR 18TH ST |  |  | Main camp
96 | CCSD | DHAHRAN | BUS SHELTER 22ND ST CR CANYON RD |  |  | Main camp
96 | CCSD | DHAHRAN | EXECUTIVE GARAGE 4255 |  |  | Main camp
96 | CCSD | DHAHRAN | EXECUTIVE GARAGE 4259 |  |  | Main camp
96 | CCSD | DHAHRAN | TENNIS PORTABLE |  |  | Main camp
96 | CCSD | DHAHRAN | SQUASH/RACQUETBALL COURTS |  |  | Main camp
96 | CCSD | DHAHRAN | HANDBALL/RACQUETBALL COURTS |  |  | Main camp
96 | CCSD | DHAHRAN | RECREATION EQUIPMENT STORAGE |  |  | Main camp
96 | CCSD | DHAHRAN | REC MULTI PURPOSE BLDG |  |  | Main camp
96 | CCSD | DHAHRAN | PORTABLE 2 NEAR BLDG 1717 |  |  | Main camp
96 | CCSD | DHAHRAN | OUTDOOR BASKETBALL |  |  | Main camp
96 | CCSD | DHAHRAN | DHAHRAN SCHOOL MOSQUE NEAR BLDG 223 |  |  | Main camp
96 | CCSD | DHAHRAN | CMD AC FABRICATION BLDG |  |  | Main camp
96 | CCSD | DHAHRAN | KING'S ROAD PLAYGROUND |  |  | Main camp
96 | CCSD | DHAHRAN | PATIO TENNIS COURTS |  |  | Main camp
96 | CCSD | DHAHRAN | SOFTBALL/SOCCER FIELDS |  |  | Main camp
96 | CCSD | DHAHRAN | RUGBY FIELD |  |  | Main camp
96 | CCSD | DHAHRAN | BALLFIELD |  |  | Main camp
96 | CCSD | DHAHRAN | OUTDOOR HANDBALL COURT |  |  | Main camp
96 | CCSD | DHAHRAN | GARDEN GROUP PORTABLE |  |  | Main camp
96 | CCSD | DHAHRAN | GOLF COURSES |  |  | Main camp
96 | CCSD | DHAHRAN | STRAYS KENNEL |  |  | Main camp
96 | CCSD | DHAHRAN | ESD AC PLANTS AC PLANT |  |  | Main camp
96 | CCSD | DHAHRAN | MUSALLAH |  |  | Main camp
96 | CCSD | DHAHRAN | AC FABRICATION SHOP |  |  | Main camp
96 | CCSD | DHAHRAN | PUBLIC HAMMAM NEAR 329 RAINBOW |  |  | Main camp
96 | CCSD | DHAHRAN | PUBLIC HAMMAM OPP 136 ACACIA COURT |  |  | Main camp
96 | CCSD | DHAHRAN | PUBLIC HAMMAM OPP 112 BANYAN COURT |  |  | Main camp
96 | CCSD | DHAHRAN | PUBLIC HAMMAM OPP 123 DOLPHIN COURT |  |  | Main camp
96 | CCSD | DHAHRAN | PUBLIC HAMMAM OPP 104 GOLDEN COURT |  |  | Main camp
96 | CCSD | DHAHRAN | PUBLIC HAMMAM OPP 112 KENWORTH COURT |  |  | Main camp
96 | CCSD | DHAHRAN | PUBLIC HAMMAM OPP 139 KENWORTH COURT |  |  | Main camp
96 | CCSD | DHAHRAN | PUBLIC HAMMAM GARDENING WRHSE #424 |  |  | Main camp
96 | CCSD | DHAHRAN | DUD SHEET METAL SHOP |  |  | Main camp
96 | CCSD | DHAHRAN | DUD WINDOW AC WORKSHOP |  |  | Main camp
96 | CCSD | DHAHRAN | DUD AC SHOPS |  |  | Main camp
96 | CCSD | DHAHRAN | DUD YARD |  |  | Main camp
96 | CCSD | DHAHRAN | GARDENING AND SANITATION BLDG |  |  | Main camp
96 | CCSD | DHAHRAN | DUMD DPC 178 |  |  | Main camp
96 | CCSD | DHAHRAN | DPC-237 NURSERY AREA |  |  | Main camp
96 | CCSD | DHAHRAN | CONTRACTOR OFFICE BLDG |  |  | Main camp
96 | CCSD | DHAHRAN | DUD ANNEX BUILDING |  |  | Main camp
96 | CCSD | DHAHRAN | BUS SHELTER CANYON RD CR EUCALYPTUS CT |  |  | Main camp
96 | CCSD | DHAHRAN | BUS SHELTER SOUTH ROAD OPP FALCON CT |  |  | Main camp
96 | CCSD | DHAHRAN | BUS SHELTER BLDG 9020 CANYON ROAD |  |  | Main camp
96 | CCSD | DHAHRAN | NURSERY_OFFICE_#1 |  |  | Main camp
96 | CCSD | DHAHRAN | NURSERY_OFFICE_#2 |  |  | Main camp
96 | CCSD | DHAHRAN | DUD MRP SHOP IN BLDG 7005 |  |  | Main camp
96 | CCSD | DHAHRAN | DUD MAIN BUILDING |  |  | Main camp
96 | CCSD | DHAHRAN | COORDINATOR'S SITE OFFICE |  |  | Main camp
96 | CCSD | DHAHRAN | TSD/FPI&MU |  |  | Main camp
96 | CCSD | DHAHRAN | WAREHOUSE |  |  | Main camp
96 | CCSD | DHAHRAN | CAFETERIA |  |  | Main camp
96 | CCSD | DHAHRAN | MOSQUE |  |  | Main camp
96 | CCSD | DHAHRAN | CHEMICAL MIXING BUILDING |  |  | Main camp
96 | CCSD | DHAHRAN | CONTRACTOR MATERIAL |  |  | Main camp
96 | CCSD | DHAHRAN | ARAMCO HAMMAM |  |  | Main camp
96 | CCSD | DHAHRAN | CONTRACTOR HAMMAM |  |  | Main camp
96 | CCSD | DHAHRAN | GUARD HOUSE |  |  | Main camp
96 | CCSD | DHAHRAN | HOUSING REPAIR WORKSHOP (DPC 156) |  |  | Main camp
96 | CCSD | DHAHRAN | DHAHRAN SERVICE CENTER |  |  | Main camp
96 | CCSD | DHAHRAN | MATERIAL WAREHOUSE (DPC 153) |  |  | Main camp
96 | CCSD | DHAHRAN | MATERIAL STORAGE WAREHOUSE (DPC 153) |  |  | Main camp
96 | CCSD | DHAHRAN | AREA 5 |  |  | Main camp
96 | CCSD | DHAHRAN | UNDERGROUND UTILITIES OFFICES |  |  | Main camp
96 | CCSD | DHAHRAN | SEWAGE COLLECTION |  |  | Main camp
96 | CCSD | DHAHRAN | BLOWER BUILDING |  |  | Main camp
96 | CCSD | DHAHRAN | RAW SEWAGE PUMP STN RSPS #4 |  |  | Main camp
96 | CCSD | DHAHRAN | RAW SEWAGE PUMP STN RSPS #2 |  |  | Main camp
96 | CCSD | DHAHRAN | ADV WSTWATER TRTMNT PLANT |  |  | Main camp
96 | CCSD | DHAHRAN | 2MG PUMP STATION |  |  | Main camp
HILLS CAMP
1 | CCSD | DHAHRAN | DHAHRAN HILLS SNACK BAR 3 | Food & Beverage | Concession | Hills Camp | Hills Recreation Complex | 4150 | Restaurant | 1 | Restaurant | 1 | 70 | AHU | N/A | Smoke detector | Central | N | N/A | YES | YES | NO | N/A | NO | Stone | YES | N/A | 110V/220V
2 | CCSD | DHAHRAN | PRACTICE FIELDS 1 & 2 | Sports Fields | Recreation | Hills Camp | Hills Recreation Complex | N/A | outdoor field | N/A | outdoor field | 2 | 50 | N/A | N/A | N/A | N/A | N/A | N/A | N/A | N/A | N/A | Yes | N/A | N/A | N/A | N/A | N/A | 60
3 | CCSD | DHAHRAN | FAMILY RECREATION CENTER | Office | Recreation | Hills Camp | Hills Recreation Complex | 4150 | office | N/A | office | 1 | 12 | Central | N/A | Smoke dtctr | N/A | N/A | N/A | N/A | N/A | N/A | N/A | N/A | N/A | Yes | N/A | 110v / 220v | 12
4 | CCSD | DHAHRAN | DH HILLS POOL FACILITY | Swimming Pool | Recreation | Hills Camp | Hills Recreation Complex | 4151 | outdoor | N/A | outdoor | 4 | 350 | N/A | N/A | N/A | N/A | N/A | N/A | N/A | N/A | N/A | Yes | Yes | N/A | N/A | N/A | 110v / 220v | 350
5 | CCSD | DHAHRAN | DH HILLS FAMILY CENTER | Game Center | Recreation | Hills Camp | Hills Recreation Complex | 4150 | game room | N/A | game room | 1 | 100 | Central | N/A | Smoke dtctr | N/A | N/A | N/A | N/A | N/A | Yes | Yes | N/A | N/A | N/A | N/A | 110v / 220v | 60
6 | CCSD | DHAHRAN | SQUASH COURT | Sports Courts | Recreation | Hills Camp | Hills Recreation Complex | 4154 | indoor sport | N/A | indoor sport | 4 | 30 | Central | N/A | Smoke dtctr | N/A | N/A | N/A | N/A | N/A | N/A | Yes | N/A | N/A | N/A | N/A | 110v / 220v | 60
7 | CCSD | DHAHRAN | NEW ART GROUP BUILDING | Classroom | Recreation | Hills Camp | Hills Recreation Complex | 4155 | classes | N/A | classes | 2 | 50 | Central | N/A | Smoke dtctr | N/A | N/A | Gallery | N/A | N/A | N/A | N/A | N/A | N/A | N/A | N/A | 110v / 220v | 40
8 | CCSD | DHAHRAN | AL-WAHA SOUTH | Classroom | Recreation | Hills Camp | Hills Recreation Complex | 4156 | classes | N/A | classes | 1 | 150 | Central | N/A | Smoke dtctr | N/A | N/A | Function room | N/A | N/A | N/A | N/A | Yes | Pre-cast | N/A | N/A | 110v / 220v | 175
9 | CCSD | DHAHRAN | AL-WAHA NORTH | Classroom | Recreation | Hills Camp | Hills Recreation Complex | 4157 | classes | N/A | classes | 1 | 100 | Central | N/A | Smoke dtctr | N/A | N/A | Function room | N/A | N/A | N/A | N/A | N/A | N/A | N/A | N/A | 110v / 220v | 200
10 | CCSD | DHAHRAN | BMX TRACK / JOGGING PATH | Sports Fields | Recreation | Hills Camp | Hills Recreation Complex | N/A | outdoor field | N/A | outdoor field | 3 | 50 | N/A | N/A | N/A | Split | N/A | Security golf gate | N/A | N/A | N/A | Yes | N/A | N/A | Yes | N/A | 110v / 220v | 50
11 | CCSD | DHAHRAN | TENNIS COURTS | Sports Courts | Recreation | Hills Camp | Hills Recreation Complex | N/A | outdoor field | N/A | outdoor field | 15 | 100 | N/A | N/A | N/A | N/A | N/A | N/A | N/A | N/A | N/A | Yes | N/A | N/A | N/A | N/A | N/A | 100
12 | CCSD | DHAHRAN | HOBBY FARM | Others | Recreation | Hills Camp | Hills Recreation Complex | N/A | outdoor | N/A | outdoor | 12 | 50 | N/A | N/A | N/A | Split | N/A | Club House | N/A | N/A | N/A | Yes | N/A | N/A | Yes | N/A | 110v / 220v | 100
13 | CCSD | DHAHRAN | TENNIS COURT PORTABLE | Office | Recreation | Hills Camp | Hills Recreation Complex | NO BLDG.# | indoor | N/A | indoor | 1 | 25 | Split | N/A | N/A | Split | N/A | Living Room | N/A | N/A | N/A | Yes | N/A | concrete | N/A | N/A | 110v / 220v | 15
14 | CCSD | DHAHRAN | L SECTION - DOG PARK | Others | Recreation | Hills Camp | Hills Recreation Complex | N/A | outdoor field | N/A | outdoor field | 1 | 15 | N/A | N/A | N/A | N/A | N/A | N/A | N/A | N/A | N/A | N/A | N/A | N/A | Yes | N/A | N/A
15 | CCSD | DHAHRAN | BALL FIELDS 1 & 2 | Sports Fields | Recreation | Hills Camp | Hills Recreation Complex | NO BLDG.# | outdoor | N/A | outdoor | 2 | 200 | Split | N/A | N/A | Split | N/A | Toilet | N/A | N/A | N/A | Yes | N/A | N/A | N/A | N/A | 110v / 220v | 800
16 | CCSD | DHAHRAN | DH HILLS PARK | Others | Recreation | Hills Camp | Hills Recreation Complex | N/A | outdoor | N/A | outdoor | 1 | 500 | N/A | N/A | N/A | Split | N/A | Toilet | N/A | N/A | Yes | N/A | N/A | N/A | Yes | N/A | 110v / 220v | 1000
17 | CCSD | DHAHRAN | TRACK SOCCER FIELD 1 | Sports Fields | Recreation | Hills Camp | Hills Recreation Complex | N/A | outdoor field | N/A | outdoor field | 1 | 100 | N/A | N/A | N/A | N/A | N/A | N/A | N/A | N/A | N/A | Yes | N/A | N/A | N/A | N/A | 110v / 220v | 600
18 | CCSD | DHAHRAN | RECREATION OFFICE | Office | Recreation | Hills Camp | Hills Recreation Complex | 4150 | Office | N/A | Office | 1 | 10 | AHU, Split Type | N/A | Smoke Detector | N/A | N/A | N/A | N/A | N/A | N/A | N/A | N/A | N/A | N/A | N/A | 110V/220V
19 | CCSD | DHAHRAN | MALE / FEMALE LOCKER ROOM | Others | Recreation | Hills Camp | Hills Recreation Complex | 4151 | Locker Room | N/A | Locker Room | 1 | 50 | Window Type | Yes | Fire Alarm System | Yes | Yes | Yes | N/A | N/A | N/A | N/A | N/A | N/A | N/A | N/A | 110V/220V
20 | CCSD | DHAHRAN | EXERCISE ROOM | Fitness Gym | Recreation | Hills Camp | Hills Recreation Complex | 4151 | Exercise | N/A | Exercise | 1 | 500 | AHU | Yes | Fire Alarm System | Yes | Yes | Yes | N/A | N/A | N/A | N/A | N/A | N/A | Yes | Yes | 110V/220V
21 | CCSD | DHAHRAN | SQUASH/RACQUETBALL COURTS | Sports Courts | Recreation | Hills Camp | Hills Recreation Complex | 4154 | Squash Ball | N/A | Squash Ball | 1 | 50 | AHU | Yes | Smoke Detector | N/A | N/A | N/A | N/A | N/A | N/A | N/A | N/A | N/A | N/A | N/A | 110V/220V
22 | CCSD | DHAHRAN | HANDBALL/RACQUETBALL COURTS | Sports Courts | Recreation | Hills Camp | Hills Recreation Complex | No Bldg # | Racquet Ball | N/A | Racquet Ball | 1 | 50 | AHU | Yes | N/A | N/A | N/A | N/A | N/A | N/A | N/A | N/A | N/A | N/A | N/A | N/A | 110V
23 | CCSD | DHAHRAN | RECREATION EQUIPMENT STORAGE | Others | Recreation | Hills Camp | Hills Recreation Complex | B-251 | Storage | N/A | Storage | 1 | 30 | Window Type | Yes | Smoke Detector | N/A | N/A | N/A | N/A | N/A | N/A | N/A | N/A | N/A | N/A | N/A | 110V
24 | CCSD | DHAHRAN | ART GROUP & EXHIBIT CENTER | Office | Recreation | Hills Camp | Hills Recreation Complex | 4155 | Office | N/A | Office | 1 | 4 | AHU | N/A | Smoke Detector | Central | N | N/A | N/A | Yes | N/A | N/A | N/A | Wooden | N/A | N/A | 110V/220V
25 | CCSD | DHAHRAN | DH HILLS LAUNDRY SHOP | Services | Concession | Hills Camp | Society Groups Area | M-321-R | Shop | 1 | Shop | 1 | 5 | AHU | N/A | Smoke detector | Central | N | N/A | NO | YES | NO | YES | NO | Wooden | YES | N/A | 110V/220V
26 | CCSD | DHAHRAN | MINI MARKET | Supermarket | Concession | Hills Camp | Society Groups Area | M-317-R | Commissary | 1 | Shop | 1 | 10 | AHU | N/A | Smoke detector | Central | N | N/A | NO | YES | NO | YES | NO | Wooden | YES | N/A | 110V/220V
27 | CCSD | DHAHRAN | SNACK BAR 1 | Food & Beverage | Concession | Hills Camp | Society Groups Area | 211 | Restaurant | 1 | Restaurant | 1 | 120 | AHU& Split | YES | Smoke detector | Central | N | N/A | YES | YES | YES | NO | NO | Stone | YES | N/A | 110V/220V/380V
28 | CCSD | DHAHRAN | HANGAR FLIERS | Office | Recreation | Hills Camp | Society Groups Area | M-301-R | office | N/A | office | 1 | 25 | Central | N/A | Smoke dtctr | N/A | N/A | N/A | N/A | N/A | N/A | Yes | N/A | N/A | N/A | N/A | 110v / 220v | 12
29 | CCSD | DHAHRAN | DHAHRAN RUNNERS CLUB | Office | Recreation | Hills Camp | Society Groups Area | M-313-R | office | N/A | office | 1 | 25 | Window | N/A | Smoke dtctr | N/A | N/A | N/A | N/A | N/A | N/A | N/A | N/A | N/A | N/A | N/A | 110v / 220v | 12
30 | CCSD | DHAHRAN | DHAHRAN YOUTH BASEBALL ASSOCIATION | Office | Recreation | Hills Camp | Society Groups Area | M-358-R | office | N/A | office | 1 | 25 | Window | N/A | Smoke dtctr | N/A | N/A | N/A | N/A | N/A | N/A | N/A | N/A | N/A | N/A | N/A | 110v / 220v | 12
31 | CCSD | DHAHRAN | R.C. GROUP | Office | Recreation | Hills Camp | Society Groups Area | NFUD720 | office | N/A | office | 1 | 75 | Central | N/A | Smoke dtctr | N/A | N/A | N/A | N/A | N/A | N/A | N/A | N/A | N/A | N/A | N/A | 110v / 220v | 80
32 | CCSD | DHAHRAN | AAA CLUBHOUSE PORTABLE | Office | Recreation | Hills Camp | Canyon Road | No Bldg # | office | N/A | office | N/A | 15 | split | N/A | Smoke Detector | N/A | N/A | N/A | N/A | Yes | N/A | N/A | N/A | Wooden | N/A | N/A | 110V/220V
33 | CCSD | DHAHRAN | AAA GARAGE | Services | Recreation | Hills Camp | Canyon Road | 9028 | Storage | N/A | Storage | N/A | N/A | Window Type | N/A | Smoke Detector | N/A | N/A | N/A | N/A | Yes | N/A | N/A | N/A | Wooden | N/A | N/A | 110V/220V | 120
34 | CCSD | DHAHRAN | DUCK POND | Others | Recreation | Hills Camp | Duck Pond | N/A | N/A | N/A | N/A | 1 | 100 | N/A | Yes | N/A | N/A | N/A | N/A | N/A | Yes | N/A | Yes | N/A | N/A | Yes | N/A | 110V/220V
35 | CCSD | DHAHRAN | DUCK POND HAMMAM | Others | Recreation | Hills Camp | Duck Pond | No Bldg # | Toilet | N/A | Toilet | 1 | 10 | Split Type | N/A | N/A | Split AC | Yes | N/A | N/A | Yes | N/A | N/A | N/A | N/A | N/A | N/A | 110V/220V
36 | CCSD | DHAHRAN | DUCK POND MOSQUE | Mosque | Others | Hills Camp | Duck Pond | No Bldg # | Mosque | N/A | Mosque | 1 | 10 | Split Type | N/A | Smoke Detector | Split AC | N/A | N/A | N/A | Yes | N/A | N/A | N/A | N/A | N/A | N/A | 110V/220V
37 | CCSD | DHAHRAN | RECREATION STORAGE | Others | Recreation | Hills Camp | Rec Store | 251 | Storage | N/A | Storage | 1 | 10 | Split Type | N/A | Smoke Detector | N/A | N/A | N/A | N/A | N/A | N/A | N/A | N/A | N/A | N/A | N/A | 110V/220V
38 | CCSD | DHAHRAN | ROLLER SKATING RINK | Sports Fields | Recreation | Hills Camp |  |  |  | N/A | Storage | 1 | 10 | Split Type | N/A | Smoke Detector | N/A | N/A | N/A | N/A | N/A | N/A | N/A | N/A | N/A | N/A | N/A | 110V/220V
39 | CCSD | DHAHRAN | DIVING EQUIPMENT/REC STORE | Others | Recreation | Hills Camp |  |  | Storage | N/A | Storage | 1 | 30 | Window Type | N/A | Smoke Detector | N/A | N/A | N/A | N/A | N/A | N/A | N/A | N/A | N/A | N/A | N/A | 110V
40 | CCSD | DHAHRAN | TENNIS PORTABLE | Office | Recreation | Hills Camp |  |  | Portable | N/A | Portable | 1 | 50 | AHU | Yes | Smoke Detector | N/A | N/A | N/A | N/A | N/A | N/A | Yes | N/A | N/A | N/A | N/A | 110V/220V
41 | CCSD | DHAHRAN | MEETING ROOM | Others | Recreation | Hills Camp |  |  | classes | N/A | classes | 1 | 25 | Central | N/A | Smoke dtctr | N/A | N/A | N/A | N/A | N/A | N/A | Yes | N/A | N/A | N/A | N/A | 110v / 220v
42 | CCSD | DHAHRAN | GAME ROOM #2 | Classroom | Recreation | Hills Camp |  |  | classes | N/A | classes | 1 | 25 | Central | N/A | Smoke dtctr | N/A | N/A | N/A | N/A | N/A | N/A | Yes | N/A | N/A | N/A | N/A | 110v / 220v
43 | CCSD | DHAHRAN | GAME ROOM #1 | Classroom | Recreation | Hills Camp |  |  | classes | N/A | classes | 1 | 25 | Central | N/A | Smoke dtctr | N/A | N/A | N/A | N/A | N/A | N/A | Yes | N/A | N/A | N/A | N/A | 110v / 220v
44 | CCSD | DHAHRAN | L & R SOCCER FIELDS | Sports Fields | Recreation | Hills Camp |  |  | outdoor | N/A | outdoor | 1 | 75 | N/A | N/A | N/A | N/A | N/A | N/A | N/A | N/A | N/A | N/A | N/A | N/A | Yes | N/A | 110v / 220v
45 | CCSD | DHAHRAN | SAFANIYAH DRIVE PLAYGROUND | Others | Recreation | Hills Camp
46 | CCSD | DHAHRAN | PUBLIC HAMMAM NEAR 349 PRARIE VIEW | Others | Others | Hills Camp
47 | CCSD | DHAHRAN | PUBLIC HAMMAM NEAR 558 MARJAN CIRCLE | Others | Others | Hills Camp
48 | CCSD | DHAHRAN | PUBLIC HAMMAM NEAR 582 SAFFANIYAH DR. | Others | Others | Hills Camp
49 | CCSD | DHAHRAN | PUBLIC HAMMAM NEAR 732 HANIFA | Others | Others | Hills Camp
50 | CCSD | DHAHRAN | PUBLIC HAMMAM NEAR 670 SAIHAT | Others | Others | Hills Camp
51 | CCSD | DHAHRAN | PUBLIC HAMMAM BEHIND 386 GHAWAR | Others | Others | Hills Camp
52 | CCSD | DHAHRAN | PUBLIC HAMMAM OPP BLDG.206L PENINSULA | Others | Others | Hills Camp
53 | CCSD | DHAHRAN | PUBLIC HAMMAM OPP 386 LEMON CIRCLE | Others | Others | Hills Camp
54 | CCSD | DHAHRAN | STEAM PLANT | Others | Others | Hills Camp
55 | CCSD | DHAHRAN | DH HILLS RMD OFFICE | Office | Others | Hills Camp
56 | CCSD | DHAHRAN | QATIF LANE PLAYGROUND | Others | Recreation | Hills Camp
57 | CCSD | DHAHRAN | AQUARIUM SOCIETY | Office | Recreation | Hills Camp
58 | CCSD | DHAHRAN | SMOKEHOUSE | Others | Others | Hills Camp
59 | CCSD | DHAHRAN | CONNEX - 1C |  |  | Hills Camp
60 | CCSD | DHAHRAN | BREATHING APPRATUS SVCS. | Services | Others | Hills Camp
61 | CCSD | DHAHRAN | STORAGE SHED | Others | Others | Hills Camp
62 | CCSD | DHAHRAN | INSTRUCTORS OFFICE | Office | Recreation | Hills Camp
63 | CCSD | DHAHRAN | HAMMAM | Others | Others | Hills Camp
64 | CCSD | DHAHRAN | CLASSROOM | Classroom | Recreation | Hills Camp
65 | CCSD | DHAHRAN | FIRE TRAINING UNIT | Office | Others | Hills Camp
66 | CCSD | DHAHRAN | PUBLIC HAMMAM NR BMX TRACK | Others | Others | Hills Camp
67 | CCSD | DHAHRAN | FIRE TRAINING CLASS ROOM | Classroom | Others | Hills Camp
68 | CCSD | DHAHRAN | OFFICE & CLASSROOM 11-A-B-C | Office | Recreation | Hills Camp
69 | CCSD | DHAHRAN | EQUIPMENT MAINTENANCE | Services | Recreation | Hills Camp
70 | CCSD | DHAHRAN | DH HILLS MOSQUE | Others | Others | Hills Camp
71 | CCSD | DHAHRAN | ISOTOPE BUILDING |  |  | Hills Camp
72 | CCSD | DHAHRAN | FIRE STATION B-318 | Others | Others | Hills Camp
73 | CCSD | DHAHRAN | DH HILLS SCHOOL GRADES K-4 | Others | Others | Hills Camp
74 | CCSD | DHAHRAN | FIRE STATION DHAHRAN HILLS | Others | Others | Hills Camp
75 | CCSD | DHAHRAN | PORTABLE 1-(A516X411-001+002) |  |  | Hills Camp
76 | CCSD | DHAHRAN | PENINSULA SOCCER FIELD | Sports Fields | Recreation | Hills Camp
77 | CCSD | DHAHRAN | BALL FIELDS 1 & 2, BOOTH A | Sports Fields | Recreation | Hills Camp
78 | CCSD | DHAHRAN | DH HILLS PLAYGROUND (17) | Others | Recreation | Hills Camp
79 | CCSD | DHAHRAN | PORTABLE HAMMAMS (170) | Others | Others | Hills Camp
80 | CCSD | DHAHRAN | LOGGER BOXES (350) |  |  | Hills Camp
81 | CCSD | DHAHRAN | STEAM WASH | Services | Others | Hills Camp
82 | CCSD | DHAHRAN | TRASH STATIONS | Others | Others | Hills Camp
83 | CCSD | DHAHRAN | GARBAGE PADS | Others | Others | Hills Camp
84 | CCSD | DHAHRAN | FENCING | Others | Others | Hills Camp
85 | CCSD | DHAHRAN | MUSALLA | Others | Others | Hills Camp
86 | CCSD | DHAHRAN | ARAMCO EMPLOYMENT CENTER | Office | Others | Hills Camp
87 | CCSD | DHAHRAN | NEW GARDEN AREA HAMMAM NR GOLF COURSE |  | Recreation | Hills Camp
88 | CCSD | DHAHRAN | RAW SEWAGE PUMP STN RSPS #3 | Others | Others | Hills Camp
89 | CCSD | DHAHRAN | RAW SEWAGE PUMP STN RSPS #1 | Others | Others | Hills Camp
JEBEL HEIGHTS
90 | CCSD | DHAHRAN | RUB AL-KHALI SOCCER AND CRICKET FIELDS | Sports Fields | JH Recreation | Jebel Heights | Jebel Heights Facilites Center | N/A | N/A | N/A | outdoor | 12 | 1500 | N/A | N/A | N/A | N/A | N/A | N/A | Yes | N/A | N/A | Yes | N/A | N/A | Yes | N/A | 110v / 220v
91 | CCSD | DHAHRAN | JEBEL HEIGHT ROAD - PADEL COURT | Sports Courts | JH Recreation | Jebel Heights | Jebel Heights Facilites Center | N/A | outdoor field | N/A | outdoor field | 4 | 120 | N/A | N/A | N/A | N/A | N/A | N/A | N/A | N/A | N/A | N/A | N/A | N/A | N/A | N/A | 110v / 220v
92 | CCSD | DHAHRAN | HOBBY SHOP | Services | JH Recreation | Jebel Heights | Jebel Heights Facilites Center | 3020 | HOBBY SHOP | NA | HOBBY SHOP | 1 | 20 | AHU | YES | Control panel | CENTRAL | N | NA | NA | YES | YES | NA | NO | NO | NA | N/A | 110/220/480
93 | CCSD | DHAHRAN | JEBEL HEIGHT COMMUNITY CENTER | Supermarket | JH Concession | Jebel Heights | Jebel Height Facilites Center | JH-15 | Super Market | 1 | Super Market | 1 | 225 | AHU& Split | YES | Smoke detector | Central | N | N/A | YES | YES | YES | NO | NO | PVC & Glass | YES | N/A | 110V/220V/380V
94 | CCSD | DHAHRAN | LAUNDRYMAT | Services | JH Concession | Jebel Heights | Jebel Heights Facilites Center | 659 | Shop | 1 | Shop | 1 | 10 | AHU | N/A | Smoke detector | Central | N | N/A | NO | YES | NO | YES | NO | Stone | YES | N/A | 110V/220V/380V
95 | CCSD | DHAHRAN | JEBEL HEIGHT RECREATION UNIT | Office | JH Recreation | Jebel Heights | Jebel Height Facilites Center | JH-14 | office | N/A | office | 5 | 25 | Central | N/A | N/A | N/A | N/A | N/A | N/A | N/A | N/A | N/A | N/A | N/A | N/A | N/A | 110v / 220v
96 | CCSD | DHAHRAN | JEBEL HEIGHTS ROAD - SOCCER FIELD | Sports Fields | JH Recreation | Jebel Heights | Jebel Height Facilites Center | N/A | outdoor field | N/A | outdoor field | 5 | 600 | N/A | N/A | N/A | N/A | N/A | N/A | N/A | N/A | N/A | N/A | N/A | N/A | N/A | N/A | 110v / 220v
INDUSTRIAL AREA
97 | CCSD | DHAHRAN | BLDG-3300 NORTH PARK (CONCESSION) | Food & Beverage | Concession | Industrial Area | Midra Area | 3300 | Restaurant | 1 | Restaurant | 1 | 276 | AHU& Split | N/A | Smoke detector | Central | N | N/A | YES | YES | YES | NO | NO | Wooden | YES | N/A | 110V/220V
98 | CCSD | DHAHRAN | AL MIDRA OUTDOOR GYM -1 | Fitness Gym | Recreation | Industrial Area | Midra Area | 3305 | Gym 1 | N/A | Gym 1 | 1 | 60 | N/A | N/A | N/A | N/A | N/A | N/A | N/A | Yes | N/A | Yes | N/A | N/A | N/A | N/A | N/A
99 | CCSD | DHAHRAN | AL MIDRA OUTDOOR GYM -2 | Fitness Gym | Recreation | Industrial Area | Midra Area | 3305 | Gym 2 | N/A | Gym 2 | 1 | 50 | N/A | N/A | N/A | N/A | N/A | N/A | N/A | Yes | N/A | Yes | N/A | N/A | N/A | N/A | N/A
100 | CCSD | DHAHRAN | AL MIDRA OUTDOOR PLAZA | Others | Recreation | Industrial Area | Midra Area | 3305 | outdoor Plaza | N/A | outdoor Plaza | 1 | 40 | N/A | N/A | N/A | N/A | N/A | N/A | N/A | Yes | N/A | Yes | N/A | N/A | N/A | N/A | N/A
101 | CCSD | DHAHRAN | AL MIDRA MAIN SOCCER FIELD | Sports Fields | Recreation | Industrial Area | Midra Area | No Bldg # | soccer field | N/A | soccer field | 1 | 110 | N/A | N/A | N/A | N/A | N/A | N/A | N/A | Yes | N/A | Yes | N/A | N/A | N/A | N/A | N/A
102 | CCSD | DHAHRAN | AL MIDRA SECONDARY SOCCER FIELD | Sports Fields | Recreation | Industrial Area | Midra Area | No Bldg # | soccer field | N/A | soccer field | 1 | 60 | N/A | N/A | N/A | N/A | N/A | N/A | N/A | Yes | N/A | Yes | N/A | N/A | N/A | N/A | N/A
103 | CCSD | DHAHRAN | AL MIDRA TENNIS COURT | Sports Courts | Recreation | Industrial Area | Midra Area | No Bldg # | Tennis court | N/A | Tennis court | 1 | 27 | N/A | N/A | N/A | N/A | N/A | N/A | N/A | Yes | N/A | Yes | N/A | N/A | N/A | N/A | N/A
104 | CCSD | DHAHRAN | AL MIDRA MALE FITNESS ROOM | Fitness Gym | Recreation | Industrial Area | Midra Area | 3329 | Male fitness room | N/A | Male fitness room | 1 | 348 | AHU | YES | Smoke Detector | AHU TYPE | N/A | N/A | N/A | Yes | N/A | N/A | Yes | Yes | Yes | N/A | 220V
105 | CCSD | DHAHRAN | AL MIDRA FEMALE FITNESS ROOM | Fitness Gym | Recreation | Industrial Area | Midra Area | 3329 | Female fitness room | N/A | Female fitness room | 1 | 278 | AHU | YES | Smoke Detector | AHU TYPE | N/A | N/A | N/A | Yes | N/A | N/A | Yes | Yes | Yes | N/A | 220V
106 | CCSD | DHAHRAN | AL MIDRA BASKETBALL COURT | Sports Courts | Recreation | Industrial Area | Midra Area | No Bldg # | basketball | N/A | basketball | 1 | 132 | AHU | YES | Smoke Detector | AHU TYPE | N/A | N/A | N/A | Yes | N/A | N/A | Yes | Yes | Yes | N/A | 220V
107 | CCSD | DHAHRAN | BLDG 3097A, ROADS INSPT, OLD ABQ ROAD |  |  | Industrial Area | Old Abqaiq Road | 3097A
108 | CCSD | DHAHRAN | BLDG 3097B, ROADS INSPT, OLD ABQ ROAD |  |  | Industrial Area | Old Abqaiq Road | 3097B
109 | CCSD | DHAHRAN | BLDG 3185A, BUFFER STOCK, OLD ABQ ROAD |  |  | Industrial Area | Old Abqaiq Road | 3185A
110 | CCSD | DHAHRAN | BLDG 3186C, WELDING SHOP, OLD ABQ ROAD | Services |  | Industrial Area | Old Abqaiq Road | 3185C
111 | CCSD | DHAHRAN | BLDG 3093, FIELD RPR, OLD ABQ ROAD |  |  | Industrial Area | Old Abqaiq Road | 3093
112 | CCSD | DHAHRAN | BLDG 3182, ROADS & CHED, OLD ABQ ROAD |  |  | Industrial Area | Old Abqaiq Road | 3182
113 | CCSD | DHAHRAN | BLDG 3183, BATTERY SHOP, OLD ABQ ROAD | Services |  | Industrial Area | Old Abqaiq Road | 3183
114 | CCSD | DHAHRAN | BLDG 3184, TIRE SHOP, OLD ABQ ROAD | Services |  | Industrial Area | Old Abqaiq Road | 3184
115 | CCSD | DHAHRAN | BLDG 3187, LUNCH ROOM, OLD ABQ ROAD | Food & Beverage |  | Industrial Area | Old Abqaiq Road | 3187
116 | CCSD | DHAHRAN | BLDG 3188, MOSQUE, OLD ABQ ROAD | Mosque |  | Industrial Area | Old Abqaiq Road | 3188
117 | CCSD | DHAHRAN | BLDG 3189, RHED ADMIN, OLD ABQ ROAD | Office |  | Industrial Area | Old Abqaiq Road | 3189
118 | CCSD | DHAHRAN | CATD, Dh. Company Gas Stn. |  |  | Industrial Area
119 | CCSD | DHAHRAN | AC UNITS FOR MSSD ADMIN OFFICES |  |  | Industrial Area
120 | CCSD | DHAHRAN | AC UNITS FOR DSD ADMIN OFFICES |  |  | Industrial Area
121 | CCSD | DHAHRAN | CATD Passenger Svcs (Mejestic Office) |  |  | Industrial Area
122 | CCSD | DHAHRAN | CATD, Dhahran Bus Terminal |  |  | Industrial Area
123 | CCSD | DHAHRAN | TMD, Show Room DH |  |  | Industrial Area
124 | CCSD | DHAHRAN | TMD, Warehouse Rotables DH TD Yard |  |  | Industrial Area
125 | CCSD | DHAHRAN | DHAHRAN, COMMUNITY EQUIPMENT A/C |  |  | Industrial Area
126 | CCSD | DHAHRAN | CT&TSD, Driver's Waiting Room DH |  |  | Industrial Area
127 | CCSD | DHAHRAN | CT&TSD, Prayer Shelter/Hammam DH TD Yard |  |  | Industrial Area
128 | CCSD | DHAHRAN | TMD, Wash/Steam Rack DH |  |  | Industrial Area
129 | CCSD | DHAHRAN | TMD, Lube Rack,DH |  |  | Industrial Area
130 | CCSD | DHAHRAN | CATD, Office for Fuel Station DH |  |  | Industrial Area
131 | CCSD | DHAHRAN | Off Road Tool Room, CT&TSD |  |  | Industrial Area
132 | CCSD | DHAHRAN | TMD, Metal Tire Shop DHAHRAN. |  |  | Industrial Area
133 | CCSD | DHAHRAN | TE&SD, TD Admin. Bldg. Old Abq. Road DH. |  |  | Industrial Area
134 | CCSD | DHAHRAN | TE&SD, Store Room, (Portable) |  |  | Industrial Area
135 | CCSD | DHAHRAN | TMD, Heavy Vehicle Maint. DH |  |  | Industrial Area
136 | CCSD | DHAHRAN | TMD, Light & Medium Vehicle Maint. DH |  |  | Industrial Area
137 | CCSD | DHAHRAN | TMD, Prayer Shelter & Hammam DH |  |  | Industrial Area
138 | CCSD | DHAHRAN | TMD, Inspection Office DH |  |  | Industrial Area
139 | CCSD | DHAHRAN | TMD, Gate House DH |  |  | Industrial Area
140 | CCSD | DHAHRAN | TMD, Sand Blast & Paint Shop, DH |  |  | Industrial Area
141 | CCSD | DHAHRAN | CATD, Minor Repair Facility |  |  | Industrial Area
142 | CCSD | DHAHRAN | CT&TSD, CT&TSD Main Bldg. CCY DH |  |  | Industrial Area
143 | CCSD | DHAHRAN | CT&TSD, Musalla & Hammam, CCY, DH |  |  | Industrial Area
144 | CCSD | DHAHRAN | CT&TSD, Contractor Dirvers Bldg. CCY DH |  |  | Industrial Area
145 | CCSD | DHAHRAN | CATD Offices |  |  | Industrial Area
146 | CCSD | DHAHRAN | CATD, Inspection Control Off. |  |  | Industrial Area
147 | CCSD | DHAHRAN | CT&TSD, CCY Guard House |  |  | Industrial Area
148 | CCSD | DHAHRAN | CT&TSD, Off Road Cargo Unit DH |  |  | Industrial Area
149 | CCSD | DHAHRAN | Disaster Control Bldg |  |  | Industrial Area
150 | CCSD | DHAHRAN | EQUIPMENT MAINTENANCE |  |  | Industrial Area
151 | CCSD | DHAHRAN | STORE-11 DPC 133 LABORATORY |  |  | Industrial Area
152 | CCSD | DHAHRAN | MEDICAL STORAGE AREA 58 YARD |  |  | Industrial Area
153 | CCSD | DHAHRAN | STATIONERY STORAGE AREA 59 YARD |  |  | Industrial Area
154 | CCSD | DHAHRAN | GAS CYLINDER STORAGE |  |  | Industrial Area
155 | CCSD | DHAHRAN | GENERAL STORAGE |  |  | Industrial Area
156 | CCSD | DHAHRAN | AIR CARGO UNIT WAREHOUSE DLS (BLDG 1987) |  |  | Industrial Area
157 | CCSD | DHAHRAN | LONG TERM STORAGE & WORKSHOP, RSED |  |  | Industrial Area
158 | CCSD | DHAHRAN | RS TRUCK DISPATCH SHELTER |  |  | Industrial Area
159 | CCSD | DHAHRAN | HAZARDOUS CHEMICAL STORAGE WAREHOUSE |  |  | Industrial Area
160 | CCSD | DHAHRAN | GAS CYLINDER BREAK ROOM/OFFICE |  |  | Industrial Area
161 | CCSD | DHAHRAN | MEDICAL AND STATIONARY STORE S-5-1/S-5-2 |  |  | Industrial Area
162 | CCSD | DHAHRAN | CHILL FREEZE WAREHOUSE |  |  | Industrial Area
163 | CCSD | DHAHRAN | DHAHRAN DMSC SHOPSTOCK SAG SCHOOL |  |  | Industrial Area
164 | CCSD | DHAHRAN | PARTS STORAGE WAREHOUSE |  |  | Industrial Area
165 | CCSD | DHAHRAN | GENERAL WAREHOUSE |  |  | Industrial Area
166 | CCSD | DHAHRAN | EQUIPMENT OFFICE, RSED |  |  | Industrial Area
167 | CCSD | DHAHRAN | GENERAL STORES OFFICE |  |  | Industrial Area
168 | CCSD | DHAHRAN | HAZARDOUS MATERIALS UNIT OFFICE |  |  | Industrial Area
169 | CCSD | DHAHRAN | ADMINISTRATION DM&LD MSB |  |  | Industrial Area
170 | CCSD | DHAHRAN | STOREHOUSE PVC SUNSHELTER |  |  | Industrial Area
171 | CCSD | DHAHRAN | RECEIVING/SHIPPING AREA-AIR CARGO UNIT |  |  | Industrial Area
172 | CCSD | DHAHRAN | CLAIMS SUNSHELTER, BAR CUTTING SHELTER |  |  | Industrial Area
173 | CCSD | DHAHRAN | DRILLING SUNSHELTER |  |  | Industrial Area
174 | CCSD | DHAHRAN | ADMIN EQUIPMENT OFFICE - RSED |  |  | Industrial Area
175 | CCSD | DHAHRAN | DRILLING WAREHOUSE |  |  | Industrial Area
176 | CCSD | DHAHRAN | GAS TESTING & RESEARCH LABORATORY, R&D |  |  | Industrial Area
177 | CCSD | DHAHRAN | FIELD MAINTENANCE UNIT BLDG |  |  | Industrial Area
178 | CCSD | DHAHRAN | QUALITY ASSURANCE LAB/OFFICES/RSED |  |  | Industrial Area
179 | CCSD | DHAHRAN | CENTRAL AREA STOREHOUSE |  |  | Industrial Area
180 | CCSD | DHAHRAN | PORTABLE OFFICE, CABLE YARD |  |  | Industrial Area
181 | CCSD | DHAHRAN | EQUIPMENT MAINTENANCE COMMUNITY SEC |  |  | Industrial Area
182 | CCSD | DHAHRAN | DUTY MATERIAL OFFICE |  |  | Industrial Area
183 | CCSD | DHAHRAN | OFFICE SERVICES FURNITURE |  |  | Industrial Area
184 | CCSD | DHAHRAN | HAMMAM, CABLE YARD |  |  | Industrial Area
185 | CCSD | DHAHRAN | FIRE WATER BOOSTER PUMP HOUSE STATION |  |  | Industrial Area
186 | CCSD | DHAHRAN | CENTRAL AREA STOREHOUSE & MTD BUILD |  |  | Industrial Area
187 | CCSD | DHAHRAN | SECURITY AND MTD BUILDING |  |  | Industrial Area
188 | CCSD | DHAHRAN | MTD BUILDING ARAMCO OVERSEAS COMPANY |  |  | Industrial Area
189 | CCSD | DHAHRAN | MATERIALS DISTRIBUTION CENTER R&SED |  |  | Industrial Area
190 | CCSD | DHAHRAN | FLAMMABLE CHEMICAL SUNSHELTER |  |  | Industrial Area
191 | CCSD | DHAHRAN | AREA-13 - TO BE DEMOLISHED |  |  | Industrial Area
192 | CCSD | DHAHRAN | AREA-23 OFFICES |  |  | Industrial Area
193 | CCSD | DHAHRAN | PORTABLE |  |  | Industrial Area
194 | CCSD | DHAHRAN | PORTABLE |  |  | Industrial Area
195 | CCSD | DHAHRAN | TIRE STORAGE |  |  | Industrial Area
196 | CCSD | DHAHRAN | MUSALLA |  |  | Industrial Area
197 | CCSD | DHAHRAN | KELLY CLOSURE (NOW 57) |  |  | Industrial Area
198 | CCSD | DHAHRAN | YARD MUSALLA |  |  | Industrial Area
199 | CCSD | DHAHRAN | AREA-58 |  |  | Industrial Area
200 | CCSD | DHAHRAN | AREA-59 |  |  | Industrial Area
201 | CCSD | DHAHRAN | AREA-62 |  |  | Industrial Area
202 | CCSD | DHAHRAN | AREA-64 |  |  | Industrial Area
203 | CCSD | DHAHRAN | AREA-65 |  |  | Industrial Area
204 | CCSD | DHAHRAN | HAMMAM |  |  | Industrial Area
205 | CCSD | DHAHRAN | AREA-72 COMBINED MUSALLA & HAMMAM |  |  | Industrial Area
206 | CCSD | DHAHRAN | HAMMAM |  |  | Industrial Area
207 | CCSD | DHAHRAN | AREA 76 |  |  | Industrial Area
208 | CCSD | DHAHRAN | AREA-77 |  |  | Industrial Area
209 | CCSD | DHAHRAN | AREA-78 LUMBER SUNSHELTERS |  |  | Industrial Area
210 | CCSD | DHAHRAN | AREA-79 |  |  | Industrial Area
211 | CCSD | DHAHRAN | MUSALLA |  |  | Industrial Area
212 | CCSD | DHAHRAN | DPC 105 |  |  | Industrial Area
213 | CCSD | DHAHRAN | DPC-108 BEHIND BDLG 1990 |  |  | Industrial Area
214 | CCSD | DHAHRAN | DPC 110 |  |  | Industrial Area
215 | CCSD | DHAHRAN | DPC 156 |  |  | Industrial Area
216 | CCSD | DHAHRAN | DPC 165 (NOW DPC-184) |  |  | Industrial Area
217 | CCSD | DHAHRAN | DCP 280 (RCHSF DISPOSAL AREA) |  |  | Industrial Area
218 | CCSD | DHAHRAN | DCP 285 |  |  | Industrial Area
219 | CCSD | DHAHRAN | DCP 884 |  |  | Industrial Area
220 | CCSD | DHAHRAN | FAC. MAINT. UNIT MUSALLA |  |  | Industrial Area
221 | CCSD | DHAHRAN | LONG TERM STORAGE |  |  | Industrial Area
222 | CCSD | DHAHRAN | DRILLING MATRL'S WAREHOUSE |  |  | Industrial Area
223 | CCSD | DHAHRAN | AVIATION STORAGE |  |  | Industrial Area
224 | CCSD | DHAHRAN | DUTY MATERIALMAN OFFICE |  |  | Industrial Area
225 | CCSD | DHAHRAN | SEWER LIFT STATION LS1 |  |  | Industrial Area
226 | CCSD | DHAHRAN | SEWER LIFT STATION LS2 |  |  | Industrial Area
227 | CCSD | DHAHRAN | EQUIPMENT UNIT |  |  | Industrial Area
228 | CCSD | DHAHRAN | SHIPPING UNIT |  |  | Industrial Area
229 | CCSD | DHAHRAN | OIL LABORATORY BUILDING |  |  | Industrial Area
230 | CCSD | DHAHRAN | ENGINEERING BUILDING |  |  | Industrial Area
231 | CCSD | DHAHRAN | CORE AREA U-DRIVE |  |  | Industrial Area
232 | CCSD | DHAHRAN | LABORATORY BUILDING |  |  | Industrial Area
233 | CCSD | DHAHRAN | NEW MAIN ADMIN BLDG. |  |  | Industrial Area
234 | CCSD | DHAHRAN | LABORATORY OFFICES |  |  | Industrial Area
235 | CCSD | DHAHRAN | EXPEC BUILDING |  |  | Industrial Area
236 | CCSD | DHAHRAN | TOWER BUILDING |  |  | Industrial Area
237 | CCSD | DHAHRAN | TOWER COMPUTER ANNEX |  |  | Industrial Area
238 | CCSD | DHAHRAN | ADMINISTRATION BUILDING - EAST |  |  | Industrial Area
239 | CCSD | DHAHRAN | ADMINISTRATION BUILDING - NORTH |  |  | Industrial Area
240 | CCSD | DHAHRAN | ADMINISTRATION BUILDING - SOUTH |  |  | Industrial Area
241 | CCSD | DHAHRAN | ENGINEERING BLDG SNACK BAR |  |  | Industrial Area
242 | CCSD | DHAHRAN | EXPEC COMPUTER CENTER |  |  | Industrial Area
243 | CCSD | DHAHRAN | EXPEC BLDG SNACK BAR |  |  | Industrial Area
244 | CCSD | DHAHRAN | CORE AREA MUSALLA |  |  | Industrial Area
245 | CCSD | DHAHRAN | MUSALLA NEAR MAIN ADMIN |  |  | Industrial Area
246 | CCSD | DHAHRAN | TURNSTILE |  |  | Industrial Area
247 | CCSD | DHAHRAN | TOWER BUILDING AC PLANT |  |  | Industrial Area
248 | CCSD | DHAHRAN | CUT LUMBER |  |  | Industrial Area
249 | CCSD | DHAHRAN | UPSTREAM PROFESSIONAL DEVELOPMENT CENTER |  |  | Industrial Area
250 | CCSD | DHAHRAN | DOB FURNITURE WAREHOUSE D |  |  | Industrial Area
251 | CCSD | DHAHRAN | DOB FURNITURE WAREHOUSE C |  |  | Industrial Area
252 | CCSD | DHAHRAN | CIVIL AFFAIRS BUILDING |  |  | Industrial Area
253 | CCSD | DHAHRAN | NEW DHAHRAN HEIGHT PORTABLE |  |  | Industrial Area
254 | CCSD | DHAHRAN | BLDG 2287 R&D CENTER |  |  | Industrial Area
255 | CCSD | DHAHRAN | Research & Development Center |  |  | Industrial Area
256 | CCSD | DHAHRAN | BLDG 2291 R&D CENTER |  |  | Industrial Area
257 | CCSD | DHAHRAN | BLDG 2292 R&D CENTER UTILITY |  |  | Industrial Area
258 | CCSD | DHAHRAN | BLDG 2296 R&D CENTER |  |  | Industrial Area
259 | CCSD | DHAHRAN | BLDG 2297 R&D CENTER |  |  | Industrial Area
260 | CCSD | DHAHRAN | BLDG 2298 R&D CENTER |  |  | Industrial Area
261 | CCSD | DHAHRAN | PORTABLE # 1, JSTD |  |  | Industrial Area
262 | CCSD | DHAHRAN | PLACEMENT TESTING |  |  | Industrial Area
263 | CCSD | DHAHRAN | PORTABLE 18, ITC NORTH DH |  |  | Industrial Area
264 | CCSD | DHAHRAN | PASSPORT OFFICE ENTRANCE 9136 (SECURITY) |  |  | Industrial Area
265 | CCSD | DHAHRAN | GUARD HOUSE #2 |  |  | Industrial Area
266 | CCSD | DHAHRAN | NORTH ITC DPC |  |  | Industrial Area
267 | CCSD | DHAHRAN | CHLORINE BUILDING |  |  | Industrial Area
268 | CCSD | DHAHRAN | SPECIAL TRAINING CENTER |  |  | Industrial Area
269 | CCSD | DHAHRAN | MANAGEMENT TRAINING CENTER |  |  | Industrial Area
270 | CCSD | DHAHRAN | MANAGEMENT PROFESSIONAL EDUC |  |  | Industrial Area
271 | CCSD | DHAHRAN | OPERATIONS BUILDING |  |  | Industrial Area
272 | CCSD | DHAHRAN | MUSALLAH |  |  | Industrial Area
273 | CCSD | DHAHRAN | WESTSIDE SPRAYFIELD CNTRL BLDG. |  |  | Industrial Area
274 | CCSD | DHAHRAN | OIL & GREASE STORAGE BLDG. |  |  | Industrial Area
275 | CCSD | DHAHRAN | UTILITY BUILDING |  |  | Industrial Area
276 | CCSD | DHAHRAN | ARAMCO TRAINING CENTER |  |  | Industrial Area
277 | CCSD | DHAHRAN | BLDG 9111 JOB SKILLS TRAINING CENTER |  |  | Industrial Area
278 | CCSD | DHAHRAN | BLDG 9112 JOB SKILLS TRAINING CENTER |  |  | Industrial Area
279 | CCSD | DHAHRAN | BLDG 9113 JOB SKILLS TRAINING CENTER |  |  | Industrial Area
280 | CCSD | DHAHRAN | INDUSTRIAL TRAINING CENTER |  |  | Industrial Area
281 | CCSD | DHAHRAN | BLDG 9117 PDD TRAINING CABLE SPLICING RM |  |  | Industrial Area
282 | CCSD | DHAHRAN | BLDG 9118 PDD TRAINING SWITCHGEAR RM |  |  | Industrial Area
283 | CCSD | DHAHRAN | SNACK BAR |  |  | Industrial Area
284 | CCSD | DHAHRAN | SAUDI TECH DEV PROGRAM |  |  | Industrial Area
285 | CCSD | DHAHRAN | PERSONNEL DEPARTMENT (DH NORTH) |  |  | Industrial Area
286 | CCSD | DHAHRAN | CONTRACTING AND SECURITY |  |  | Industrial Area
287 | CCSD | DHAHRAN | GUARDHOUSE #1 |  |  | Industrial Area
288 | CCSD | DHAHRAN | GUARDHOUSE #3 |  |  | Industrial Area
289 | CCSD | DHAHRAN | AC SIMULATOR PLANT |  |  | Industrial Area
290 | CCSD | DHAHRAN | SHREDDER ROOM |  |  | Industrial Area
291 | CCSD | DHAHRAN | 1000 MAN DINNER |  |  | Industrial Area
292 | CCSD | DHAHRAN | ATC AC PLANTS |  |  | Industrial Area
293 | CCSD | DHAHRAN | ITC |  |  | Industrial Area
294 | CCSD | DHAHRAN | F350 |  |  | Industrial Area
295 | CCSD | DHAHRAN | FLEXIVAN 2 |  |  | Industrial Area
296 | CCSD | DHAHRAN | FLEXIVAN 3 |  |  | Industrial Area
297 | CCSD | DHAHRAN | FLEXIVAN 4 |  |  | Industrial Area
298 | CCSD | DHAHRAN | FLEXIVAN 5 |  |  | Industrial Area
299 | CCSD | DHAHRAN | FLEXIVAN 6 |  |  | Industrial Area
300 | CCSD | DHAHRAN | FLEXIVAN 7 |  |  | Industrial Area
301 | CCSD | DHAHRAN | FLEXIVAN 8 |  |  | Industrial Area
302 | CCSD | DHAHRAN | FLEXIVAN 9 |  |  | Industrial Area
303 | CCSD | DHAHRAN | FLEXIVAN 10 |  |  | Industrial Area
304 | CCSD | DHAHRAN | FLEXIVAN 11 |  |  | Industrial Area
305 | CCSD | DHAHRAN | FLEXIVAN 12 |  |  | Industrial Area
306 | CCSD | DHAHRAN | FLEXIVAN 13 |  |  | Industrial Area
307 | CCSD | DHAHRAN | FLEXIVAN 14 |  |  | Industrial Area
308 | CCSD | DHAHRAN | FLEXIVAN 15 |  |  | Industrial Area
309 | CCSD | DHAHRAN | FLEXIVAN 16 |  |  | Industrial Area
310 | CCSD | DHAHRAN | LIP, BEHIND BLDG 3132 |  |  | Industrial Area
311 | CCSD | DHAHRAN | Special Project No 1. |  |  | Industrial Area
312 | CCSD | DHAHRAN | PUBLIC HAMMAM BLDG #3060 |  |  | Industrial Area
313 | CCSD | DHAHRAN | TV FM RADIO NEAR BLDG 9134 |  |  | Industrial Area
314 | CCSD | DHAHRAN | LIP MOSQUE |  |  | Industrial Area
315 | CCSD | DHAHRAN | MUSALLA, LIP NEAR BLDG 215 |  |  | Industrial Area
316 | CCSD | DHAHRAN | AAI/ HUSAINI/ LOCKSMITH |  |  | Industrial Area
317 | CCSD | DHAHRAN | PRINT SHOP |  |  | Industrial Area
318 | CCSD | DHAHRAN | COMPUTER TRAINING |  |  | Industrial Area
319 | CCSD | DHAHRAN | GUEST SERVICES DIVISION STORAGE |  |  | Industrial Area
320 | CCSD | DHAHRAN | HIGH FREQ. TRANSMITTER |  |  | Industrial Area
321 | CCSD | DHAHRAN | IT WAREHOUSE |  |  | Industrial Area
322 | CCSD | DHAHRAN | HOBBY SHOP |  |  | Industrial Area
323 | CCSD | DHAHRAN | NEW MEDIA CENTER |  |  | Industrial Area
324 | CCSD | DHAHRAN | ICE PLANT |  |  | Industrial Area
325 | CCSD | DHAHRAN | 3060 COMPLEX |  |  | Industrial Area
326 | CCSD | DHAHRAN | SURVEYING SERVICES COMMUNITY PROJECT |  |  | Industrial Area
327 | CCSD | DHAHRAN | PETROLEUM ENGINEERING |  |  | Industrial Area
328 | CCSD | DHAHRAN | COMMUNITY PROJECTS |  |  | Industrial Area
329 | CCSD | DHAHRAN | BSIP PROJECT TEAM BLDG |  |  | Industrial Area
330 | CCSD | DHAHRAN | SURVEYING SERVICES/COMM ENG'G |  |  | Industrial Area
331 | CCSD | DHAHRAN | SURVEYING SVCS DIVISION |  |  | Industrial Area
332 | CCSD | DHAHRAN | SURVEY YARD |  |  | Industrial Area
333 | CCSD | DHAHRAN | SURVEYING SVCS DIVISION OFFICE |  |  | Industrial Area
334 | CCSD | DHAHRAN | RECORDS STORAGE VAULT |  |  | Industrial Area
335 | CCSD | DHAHRAN | SCADA PROJECTS |  |  | Industrial Area
336 | CCSD | DHAHRAN | CC&OSD |  |  | Industrial Area
337 | CCSD | DHAHRAN | FURNITURE WAREHOUSE |  |  | Industrial Area
338 | CCSD | DHAHRAN | OFFICES SERVICES BLDG |  |  | Industrial Area
339 | CCSD | DHAHRAN | COMMUNICATIONS BLDG |  |  | Industrial Area
340 | CCSD | DHAHRAN | PHOTOLAB |  |  | Industrial Area
341 | CCSD | DHAHRAN | MAIN USER COMMUNICATION |  |  | Industrial Area
342 | CCSD | DHAHRAN | COMMUNITY SERVICES DIVISIONS |  |  | Industrial Area
343 | CCSD | DHAHRAN | COMMUNITY SERVICES SHOPS BUILDING |  |  | Industrial Area
344 | CCSD | DHAHRAN | STAR BUILDING |  |  | Industrial Area
345 | CCSD | DHAHRAN | PHOTO LABORATORY |  |  | Industrial Area
346 | CCSD | DHAHRAN | PHONE MAINT. FACILITY |  |  | Industrial Area
347 | CCSD | DHAHRAN | TRAINING FACILITY, COMMS |  |  | Industrial Area
348 | CCSD | DHAHRAN | MUSALLA |  |  | Industrial Area
349 | CCSD | DHAHRAN | RADIO & DATA MAINT. COMMS |  |  | Industrial Area
350 | CCSD | DHAHRAN | RADIO & MAINT, COMMS |  |  | Industrial Area
351 | CCSD | DHAHRAN | MUSALLA |  |  | Industrial Area
352 | CCSD | DHAHRAN | COMMUNICATION STORE |  |  | Industrial Area
353 | CCSD | DHAHRAN | RECORDS STORAGE CENTER |  |  | Industrial Area
354 | CCSD | DHAHRAN | WELL SAMPLES & LAB |  |  | Industrial Area
355 | CCSD | DHAHRAN | BUILDING 8013 |  |  | Industrial Area
356 | CCSD | DHAHRAN | TV FM RADIO TRANSMI BLDG |  |  | Industrial Area
357 | CCSD | DHAHRAN | PDSTAN ENTRANCE GRD. HSE |  |  | Industrial Area
358 | CCSD | DHAHRAN | CABLE TV BUILDING |  |  | Industrial Area
359 | CCSD | DHAHRAN | PORTABLE 2 LOWER COMPD. |  |  | Industrial Area
360 | CCSD | DHAHRAN | PORTABLE 4 LOWER COMPD. |  |  | Industrial Area
361 | CCSD | DHAHRAN | FLEXIVAN 1 LOWER COMPD. |  |  | Industrial Area
362 | CCSD | DHAHRAN | DH CEMETERY GROUNDS |  |  | Industrial Area
363 | CCSD | DHAHRAN | BAJJASH YARD |  |  | Industrial Area
364 | CCSD | DHAHRAN | CHLORINE STATION, ZONE-3 |  |  | Industrial Area
365 | CCSD | DHAHRAN | BLDG 3300 NORTH PARK |  |  | Industrial Area
366 | CCSD | DHAHRAN | BLDG 3301 NORTH PARK |  |  | Industrial Area
367 | CCSD | DHAHRAN | BLDG 3302 NORTH PARK |  |  | Industrial Area
368 | CCSD | DHAHRAN | BLDG 3305 NORTH PARK CAFETERIA |  |  | Industrial Area
369 | CCSD | DHAHRAN | BLDG 3306 NORTH PARK CHILLER PLANT |  |  | Industrial Area
370 | CCSD | DHAHRAN | DPC-163 SECURITY |  |  | Industrial Area
371 | CCSD | DHAHRAN | COMMON CARRIER (17) |  |  | Industrial Area
372 | CCSD | DHAHRAN | PORTABLE 0742 PIPELINES PROJ DEPT |  |  | Industrial Area
373 | CCSD | DHAHRAN | TRANSPORTATION FACILITY DPC-881 |  |  | Industrial Area
374 | CCSD | DHAHRAN | DPC-915 |  |  | Industrial Area
375 | CCSD | DHAHRAN | MUSALLA |  |  | Industrial Area
376 | CCSD | DHAHRAN | PORTABLE OFFICE, AUCTION YRD RAMADA ARE J004 483200 6PX 6PX J001 DHA |  |  | Industrial Area
377 | CCSD | DHAHRAN | CONSOLIDATE WPY OFFICES |  |  | Industrial Area
378 | CCSD | DHAHRAN | FURNITURE WAREHOUSE RECLAMATION |  |  | Industrial Area
379 | CCSD | DHAHRAN | FABRICATION AND VALVE SHOPS |  |  | Industrial Area
380 | CCSD | DHAHRAN | RECORDS STORAGE ROOM |  |  | Industrial Area
381 | CCSD | DHAHRAN | RECLAMATION AND STORING ISSUE |  |  | Industrial Area
382 | CCSD | DHAHRAN | RECLAMATION, RECORD CONTROL |  |  | Industrial Area
383 | CCSD | DHAHRAN | RECORDS OFFICE |  |  | Industrial Area
384 | CCSD | DHAHRAN | RECEIVING OFFICE |  |  | Industrial Area
385 | CCSD | DHAHRAN | MACHINE CARPENTRY SHOPS |  |  | Industrial Area
386 | CCSD | DHAHRAN | PALLET FABRICATION SHOPS |  |  | Industrial Area
387 | CCSD | DHAHRAN | BOX CLEANING SHOPS |  |  | Industrial Area
388 | CCSD | DHAHRAN | ARAMCO SVCS CNTR, PWR DIST |  |  | Industrial Area
389 | CCSD | DHAHRAN | CENTRAL TRAINING OFFICE |  |  | Industrial Area
390 | CCSD | DHAHRAN | DRIVER TRAINING & HVY EQPT |  |  | Industrial Area
391 | CCSD | DHAHRAN | DRILLING & WORK OVER BLDG. |  |  | Industrial Area
392 | CCSD | DHAHRAN | PDD OFFICE |  |  | Industrial Area
393 | CCSD | DHAHRAN | MAIN OFFICE |  |  | Industrial Area
394 | CCSD | DHAHRAN | WAREHOUSE #1 |  |  | Industrial Area
395 | CCSD | DHAHRAN | WAREHOUSE #2 |  |  | Industrial Area
396 | CCSD | DHAHRAN | SHIPPING OFFICE |  |  | Industrial Area
397 | CCSD | DHAHRAN | SUNSHELTER 3 |  |  | Industrial Area
398 | CCSD | DHAHRAN | PROJ MATRLS UNIT/RECEIVING |  |  | Industrial Area
399 | CCSD | DHAHRAN | HAMMAM |  |  | Industrial Area
400 | CCSD | DHAHRAN | PROJECT MATERIALS UNIT |  |  | Industrial Area
401 | CCSD | DHAHRAN | SUNSHELTER 1 |  |  | Industrial Area
402 | CCSD | DHAHRAN | SUNSHELTER 2 |  |  | Industrial Area
403 | CCSD | DHAHRAN | TRANSPORTATION MATERIALS DIVISION |  |  | Industrial Area
404 | CCSD | DHAHRAN | COMMUNICATION BUILDING |  |  | Industrial Area
405 | CCSD | DHAHRAN | ADMIN AND TRAINING BLDG, OLD ABQ ROAD |  |  | Industrial Area
406 | CCSD | DHAHRAN | CLASSROOM/OFFICE, FIRE TRAINING OLD ABQ J004 465511 6PW 6PW J001 DHA |  |  | Industrial Area
407 | CCSD | DHAHRAN | OFFICE PORTABLE BUILDING |  |  | Industrial Area
408 | CCSD | DHAHRAN | MCC BLDG, OLD ABQ ROAD |  |  | Industrial Area
409 | CCSD | DHAHRAN | FIRE EQUIPMENT WAREHOUSE, OLD ABQ OAD |  |  | Industrial Area
410 | CCSD | DHAHRAN | TRAILER PARKING SHELTER, OLD ABQ ROAD |  |  | Industrial Area
411 | CCSD | DHAHRAN | SMOKE BLDG, OLD ABQ ROAD |  |  | Industrial Area
412 | CCSD | DHAHRAN | Pump House & Classroom |  |  | Industrial Area
413 | CCSD | DHAHRAN | Training Tower & Fire Building |  |  | Industrial Area
414 | CCSD | DHAHRAN | FOAM TESTING ENCLOSURE, OLD ABQ ROAD |  |  | Industrial Area
415 | CCSD | DHAHRAN | PUMP TESTING SUNSHADE, OLD ABQ ROAD |  |  | Industrial Area
416 | CCSD | DHAHRAN | COMMUNICATION YARD |  |  | Industrial Area
417 | CCSD | DHAHRAN | HIGH FREQUENCY RECEIVER |  |  | Industrial Area
418 | CCSD | DHAHRAN | ADMINISTRATION OFFICE RECLAMATION |  |  | Industrial Area
419 | CCSD | DHAHRAN | MESS ROOM |  |  | Industrial Area
420 | CCSD | DHAHRAN | SUNSHELTER SPRING STRUCTURE |  |  | Industrial Area
421 | CCSD | DHAHRAN | AUCTION OFFICE |  |  | Industrial Area
422 | CCSD | DHAHRAN | OLD ADMIN BLDG SURPLUS YARD |  |  | Industrial Area
423 | CCSD | DHAHRAN | LONG TERM STORAGE OFFICE |  |  | Industrial Area
424 | CCSD | DHAHRAN | LONG TERM STORAGE SUNSHELTER/SHOPS |  |  | Industrial Area
425 | CCSD | DHAHRAN | HAMMAM, SURPLUS YARD |  |  | Industrial Area
426 | CCSD | DHAHRAN | MOSQUE SURPLUS YARD |  |  | Industrial Area
427 | CCSD | DHAHRAN | RECLAMATION RECEIVING OFFICE |  |  | Industrial Area
428 | CCSD | DHAHRAN | MESS ROOM, RECEIVING RECLAMATION |  |  | Industrial Area
429 | CCSD | DHAHRAN | SUNSHELTER, RECEIVING RECLAMATION |  |  | Industrial Area
430 | CCSD | DHAHRAN | DPC-218 POWER DISTRIBUTION |  |  | Industrial Area
431 | CCSD | DHAHRAN | TWINS SUNSHELTER, CHEMICAL AREA 10 |  |  | Industrial Area
432 | CCSD | DHAHRAN | WORKSHOP 2 |  |  | Industrial Area
433 | CCSD | DHAHRAN | WORKSHOP 3 |  |  | Industrial Area
434 | CCSD | DHAHRAN | LIGHT VEHICLE ADMIN FENCIN |  |  | Industrial Area
435 | CCSD | DHAHRAN | INDUSTRIAL SECURITY TRAINING CENTER |  |  | Industrial Area
436 | CCSD | DHAHRAN | MAIN GATE#10 LIP AREA |  |  | Industrial Area
437 | CCSD | DHAHRAN | ADMIN BUILDING EAST |  |  | Industrial Area
438 | CCSD | DHAHRAN | Police Checkpoint Station # 1 |  |  | Industrial Area
439 | CCSD | DHAHRAN | Police Checkpoint Station # 2 |  |  | Industrial Area
440 | CCSD | DHAHRAN | Police Checkpoint Station # 3 |  |  | Industrial Area
441 | CCSD | DHAHRAN | Police Checkpoint Station # 40 |  |  | Industrial Area
442 | CCSD | DHAHRAN | Al-Mujahideen Camp at Old Abqaiq Road |  |  | Industrial Area
443 | CCSD | DHAHRAN | GOVERNMENT AFFAIRS AREA |  |  | Industrial Area
444 | CCSD | DHAHRAN | WEST GATE RAMADA HOTEL AREA |  |  | Industrial Area
445 | CCSD | DHAHRAN | MAIN GATE #3 DALLAH ROAD NORTH GATE |  |  | Industrial Area
446 | CCSD | DHAHRAN | MAIN GATE #4 NEAR FIRE STATION |  |  | Industrial Area
447 | CCSD | DHAHRAN | MAIN GATE #5 DHAHRAN HILLS |  |  | Industrial Area
448 | CCSD | DHAHRAN | MAIN GATE #6 MAIN CAMP |  |  | Industrial Area
449 | CCSD | DHAHRAN | MAIN GATE #8 DHAHRAN CAMP |  |  | Industrial Area
450 | CCSD | DHAHRAN | AR-RABIYAH WEST GATE |  |  | Industrial Area
451 | CCSD | DHAHRAN | AR-RABIYAH NORTH GATE |  |  | Industrial Area
452 | CCSD | DHAHRAN | MAIN GATE#15 OPPOSITE RAMADA HOTEL |  |  | Industrial Area
453 | CCSD | DHAHRAN | BULK PLANT MAIN GATE |  |  | Industrial Area
454 | CCSD | DHAHRAN | EAST PARK SECURITY GATE |  |  | Industrial Area
455 | CCSD | DHAHRAN | MAIN GATE #21 NEAR DHAHRAN AIRPORT |  |  | Industrial Area
456 | CCSD | DHAHRAN | DH NORTH ITC - NORTH/EAST GATE #22 |  |  | Industrial Area
457 | CCSD | DHAHRAN | DHAHRAN ITC VEH. GATE |  |  | Industrial Area
458 | CCSD | DHAHRAN | DHAHRAN ITC PED. GATE |  |  | Industrial Area
459 | CCSD | DHAHRAN | Passport Office Gate |  |  | Industrial Area
460 | CCSD | DHAHRAN | PDD SECURITY GATE |  |  | Industrial Area
461 | CCSD | DHAHRAN | ARAMCO OIL EXHIBIT GATE |  |  | Industrial Area
462 | CCSD | DHAHRAN | MSSD SECURITY GATE |  |  | Industrial Area
463 | CCSD | DHAHRAN | Core Area North Expec Bldg. |  |  | Industrial Area
464 | CCSD | DHAHRAN | CORE ARE NORTH TOWER |  |  | Industrial Area
465 | CCSD | DHAHRAN | CORE AREA SOUTH TOWER |  |  | Industrial Area
466 | CCSD | DHAHRAN | SOUTH OF LAB |  |  | Industrial Area
467 | CCSD | DHAHRAN | BLDG. 840 PERIMETER |  |  | Industrial Area
468 | CCSD | DHAHRAN | CORE AREA MAIN GATE |  |  | Industrial Area
469 | CCSD | DHAHRAN | DHAHRAN MAIN ENT. NEAR EMPLOYMENT OFFICE |  |  | Industrial Area
470 | CCSD | DHAHRAN | DH SCHOOL SEC GATE 46 IBIS ST. |  |  | Industrial Area
471 | CCSD | DHAHRAN | DH SCHOOL SEC GATE 3RD ST. |  |  | Industrial Area
472 | CCSD | DHAHRAN | LIP SHOPS FOR RADIO & COMM (NORTH GATE) |  |  | Industrial Area
473 | CCSD | DHAHRAN | LIP SHOPS FOR RADIO & COMM (SOUTH GATE) |  |  | Industrial Area
474 | CCSD | DHAHRAN | MSB PEDESTRIAL GATE |  |  | Industrial Area
475 | CCSD | DHAHRAN | AL-MUNIRAH MAIN GATE |  |  | Industrial Area
476 | CCSD | DHAHRAN | DOMESTIC CAMP GATE |  |  | Industrial Area
477 | CCSD | DHAHRAN | SECURITY GATE#60 OLD ABQAIQ ROAD |  |  | Industrial Area
478 | CCSD | DHAHRAN | DH HILLS SCHOOL SEC GATE 65 ARABIAN GULF |  |  | Industrial Area
479 | CCSD | DHAHRAN | DH HILLS SCHOOL SEC GATE 66 PARKING LOT |  |  | Industrial Area
480 | CCSD | DHAHRAN | NORTH PARK SECURITY GATE |  |  | Industrial Area
481 | CCSD | DHAHRAN | OLD RECORDS CENTER |  |  | Industrial Area
482 | CCSD | DHAHRAN | ISP&SSD STORE |  |  | Industrial Area
483 | CCSD | DHAHRAN | NEW SECURITY OFFICE |  |  | Industrial Area
484 | CCSD | DHAHRAN | MAINTENANCE STORAGE |  |  | Industrial Area
485 | CCSD | DHAHRAN | DH. HEALTH CENTER VEHICULAR GATE |  |  | Industrial Area
486 | CCSD | DHAHRAN | K-9 STORAGE |  |  | Industrial Area
487 | CCSD | DHAHRAN | EAST PARK CONTRACTOR GATE |  |  | Industrial Area
488 | CCSD | DHAHRAN | F12, SPECIAL UNIT |  |  | Industrial Area
489 | CCSD | DHAHRAN | F13, KENNEL BLOCK |  |  | Industrial Area
490 | CCSD | DHAHRAN | K-9 OFFICE -F11 |  |  | Industrial Area
491 | CCSD | DHAHRAN | Visitor Center Near Security Main Gate#1 |  |  | Industrial Area
492 | CCSD | DHAHRAN | Visitor Center Near Security Main Gate#6 |  |  | Industrial Area
493 | CCSD | DHAHRAN | Police Checkpoint Gate # 60 Old Abq Rd |  |  | Industrial Area
494 | CCSD | DHAHRAN | Visitor Center Security Main Gate # 17 |  |  | Industrial Area
495 | CCSD | DHAHRAN | Visitor Center in Main Gate # 40 |  |  | Industrial Area
496 | CCSD | DHAHRAN | ROADS MAINTENANCE EQUIPMENT FIELD OFFICE |  |  | Industrial Area
497 | CCSD | DHAHRAN | DINING AND MESS ROOM, WPY |  |  | Industrial Area
498 | CCSD | DHAHRAN | PORTABLE OFFICE, S&I #2 |  |  | Industrial Area
499 | CCSD | DHAHRAN | RECEIVING OFFICE, WPY |  |  | Industrial Area
500 | CCSD | DHAHRAN | S&I OFFICE #2, WPY |  |  | Industrial Area
501 | CCSD | DHAHRAN | SHIPPING OFFICE, WPY |  |  | Industrial Area
502 | CCSD | DHAHRAN | OLD RECEIVING OFFICE, WPY |  |  | Industrial Area
503 | CCSD | DHAHRAN | HAMMAM,OLD MTD YARD,WPY |  |  | Industrial Area
504 | CCSD | DHAHRAN | MUSSALA,MTD YARD, WPY |  |  | Industrial Area
505 | CCSD | DHAHRAN | HANGAR WORKSHOP,MTD YARD,WPY |  |  | Industrial Area
506 | CCSD | DHAHRAN | WEST PIPE YARD |  |  | Industrial Area
507 | CCSD | DHAHRAN | DPC-101 MAIN YARD |  |  | Industrial Area
508 | CCSD | DHAHRAN | SUNSHELTER |  |  | Industrial Area
509 | CCSD | DHAHRAN | BLDG 1730 PROJECTS INSPECTION |  |  | Industrial Area
510 | CCSD | DHAHRAN | BLDG 1731 PROJECTS INSPECTION |  |  | Industrial Area
511 | CCSD | DHAHRAN | BLDG 1732 PROJECTS INSPECTION |  |  | Industrial Area
512 | CCSD | DHAHRAN | BLDG 1733 PROJECTS INSPECTION |  |  | Industrial Area
513 | CCSD | DHAHRAN | BLDG 2201 WEST PARK |  |  | Industrial Area
514 | CCSD | DHAHRAN | BLDG 2202 WEST PARK |  |  | Industrial Area
515 | CCSD | DHAHRAN | BLDG 2203 WEST PARK |  |  | Industrial Area
516 | CCSD | DHAHRAN | BLDG #3071 BATHROOM |  |  | Industrial Area
517 | CCSD | DHAHRAN | BLDG NO-3073, RTU SHOP |  |  | Industrial Area
518 | CCSD | DHAHRAN | BLDG #3172, R/V & A/C SECTION |  |  | Industrial Area
519 | CCSD | DHAHRAN | BLDG #3173 MAINT SHOP |  |  | Industrial Area
520 | CCSD | DHAHRAN | BLDG #3174 CP SHOP |  |  | Industrial Area
521 | CCSD | DHAHRAN | BLDG #3175 ADMINSTRATION BUILDING |  |  | Industrial Area
522 | CCSD | DHAHRAN | BLDG #3176 HOTTAP & STOPPLE SHOP |  |  | Industrial Area
523 | CCSD | DHAHRAN | SARMU BLDG AT DHRN (ABQQ OLD ROAD) |  |  | Industrial Area
524 | CCSD | DHAHRAN | BOP REPAIR BUILDINGS |  |  | Industrial Area
525 | CCSD | DHAHRAN | DRSD BUILDINGS |  |  | Industrial Area
526 | CCSD | DHAHRAN | NORTHERN AREA PIPLINE DEPT. |  |  | Industrial Area
527 | CCSD | DHAHRAN | BAY-1, BAY-2 AND BAY-3 |  |  | Industrial Area
528 | CCSD | DHAHRAN | DHAHRAN AREA STORAGE YARD |  |  | Industrial Area
CORE AREA
1 | CCSD | DHAHRAN | EXPEC BLDG SNACK BAR (CONCESSIONS) | Food & Beverage | Concession | Core Area | Expec Area | 729 | Dining | 1 | Dining | 1 | 30 | AHU& Split | YES | Smoke detector | Central | N | N/A | YES | YES | YES | NO | NO | PVC & Glass | YES | N/A | 110V/220V
2 | CCSD | DHAHRAN | EXPEC BLDG BASEMENT (CONCESSIONS) | Food & Beverage | Concession | Core Area | Expec Area | 729 |  | 1 |  | 1 | 30 | AHU& Split | YES | Smoke detector | Central | N | N/A | YES | YES | YES | NO | NO | PVC & Glass | YES | N/A | 110V/220V/380V/480V
INDUSTRIAL AREA
531 | CCSD | DHAHRAN | SAUDI AMERICAN BANK |  |  | Others
532 | CCSD | DHAHRAN | SAUDI BRITISH BANK |  |  | Others
533 | CCSD | DHAHRAN | SAUDI FRENCH BANK |  |  | Others
534 | CCSD | DHAHRAN | SAUDI HOLLAND BANK |  |  | Others
535 | CCSD | DHAHRAN | DANAH PARK |  |  | Others
536 | CCSD | DHAHRAN | NEW MULTI-PURPOSE CENTER |  |  | Others
537 | CCSD | DHAHRAN | NEW EXHIBIT CENTER |  |  | Others
538 | CCSD | DHAHRAN | HAMMAM IN PLANT 58 DH PUMP STATION |  |  | Others
539 | CCSD | DHAHRAN | PLAZA CONFERENCE CENTER |  |  | Others
540 | CCSD | DHAHRAN | OLD ARAMCO GATE ON DALLAH ROAD |  |  | Others
541 | CCSD | DHAHRAN | OUTSIDE AREA OF GATE #2 |  |  | Others
542 | CCSD | DHAHRAN | PEARL MOSQUE PLAZA NEAR STATION #1 |  |  | Others
543 | CCSD | DHAHRAN | C&BMD PORTABLE#1 NEAR HEALTH CENTER |  |  | Others
544 | CCSD | DHAHRAN | DRINKING WATER PLANT |  |  | Others
545 | CCSD | DHAHRAN | BUILDING 7001 |  |  | Others
546 | CCSD | DHAHRAN | CAFETERIA |  |  | Others
547 | CCSD | DHAHRAN | SERVICE BUILDING |  |  | Others
548 | CCSD | DHAHRAN | MOSQUE |  |  | Others
549 | CCSD | DHAHRAN | EAST PARK#2 OLD ADMIN BLDG. |  |  | Others
550 | CCSD | DHAHRAN | EAST PARK #V008 |  |  | Others
551 | CCSD | DHAHRAN | SAFETY/SECURITY DEPARTMENT |  |  | Others
552 | CCSD | DHAHRAN | EAST PARK#4 PARTICIPATION |  |  | Others
553 | CCSD | DHAHRAN | WAREHOUSE HAUSERMAN PANEL |  |  | Others
554 | CCSD | DHAHRAN | EAST PARK #3 OLD ADMIN BLDG. |  |  | Others
555 | CCSD | DHAHRAN | MINISTRY OF PETROLEUM AND MINERALS |  |  | Others
556 | CCSD | DHAHRAN | INSPECTION TECHNOLOGY CENTER |  |  | Others
557 | CCSD | DHAHRAN | INSPECTION CENTER |  |  | Others
558 | CCSD | DHAHRAN | SUB-STATION #16 |  |  | Others
559 | CCSD | DHAHRAN | NEW SUB/STA # 18 |  |  | Others
560 | CCSD | DHAHRAN | SUB-STATION #40 |  |  | Others
561 | CCSD | DHAHRAN | SUB-STATION #20 |  |  | Others
562 | CCSD | DHAHRAN | SUB-STATION #6 |  |  | Others
563 | CCSD | DHAHRAN | SUB-STATION #35 |  |  | Others
564 | CCSD | DHAHRAN | SUB-STATION #8 |  |  | Others
565 | CCSD | DHAHRAN | SUB-STATION #10 |  |  | Others
566 | CCSD | DHAHRAN | SUB-STATION #1 |  |  | Others
567 | CCSD | DHAHRAN | SUB-STATION #2 |  |  | Others
568 | CCSD | DHAHRAN | SUB-STATION #5 |  |  | Others
569 | CCSD | DHAHRAN | SUB-STATION #7 |  |  | Others
570 | CCSD | DHAHRAN | SUB-STATION #9 |  |  | Others
571 | CCSD | DHAHRAN | SUB-STATION #15 |  |  | Others
572 | CCSD | DHAHRAN | SUB-STATION #17 |  |  | Others
573 | CCSD | DHAHRAN | SUB-STATION #3 |  |  | Others
574 | CCSD | DHAHRAN | PUBLIC HAMMAM SWEET GAS PLANT | Others | Others | Main camp
575 | CCSD | DHAHRAN | PUBLIC HAMMAM BLDG 115 LADIES | Others | Others | Main camp
576 | CCSD | DHAHRAN | COMMUNICATION BUILDING |  |  | Others
577 | CCSD | DHAHRAN | DALLAH ROAD TENNIS COURT |  |  | Al Munirah
578 | CCSD | DHAHRAN | N-SEWAGE (DPC-221) | Others | Others | Main camp
579 | CCSD | DHAHRAN | SUB-STATION LABORATORY @ BLDG 3199 |  |  | Others
DAMMAM
52 | CCSD | DHAHRAN | DAMMAM OFFICE BLDG CAFETERIA | Food & Beverage | Concession | Dammam | Dammam Office Building | 7013 | Restaurant | 1 | Restaurant | 1 | 50 | AHU& Split | YES | Smoke detector | Central | N | N/A | YES | YES | YES | NO | NO | Wooden | YES | N/A | 110V/220V
53 | CCSD | DHAHRAN | DAMMAM OFFICE BLDG BASEMENT (CONCESSION) | Food & Beverage | Concession | Dammam | Dammam Office Building | 7013 |  | 1 |  | 1 | 180 | AHU& Split | YES | Smoke detector | Central | N | N/A | YES | YES | YES | NO | NO | Wooden | YES | N/A | 110V/220V
SAUDI ARAMCO BEACH
54 | CCSD | DHAHRAN | SA BEACH FACILITIES | Others | Recreation | SA Beach | Half Moon | N/A | outdoor field | N/A | outdoor field | 7 | 5500 | N/A | N/A | N/A | N/A | N/A | N/A | N/A | N/A | N/A | Yes | N/A | N/A | N/A | N/A | 110v / 220v | 20000
55 | CCSD | DHAHRAN | HALF MOON BEACH | Others | Recreation | SA Beach | Half Moon | N/A
56 | CCSD | DHAHRAN | BEACH CLUB | Others | Recreation | SA Beach | Half Moon | N/A
57 | CCSD | DHAHRAN | SA BEACH SECURITY GATE | Others | Recreation | SA Beach | Half Moon | N/A
58 | CCSD | DHAHRAN | HMYA EXECUTIVE BEACH | Others | Recreation | SA Beach | Half Moon | N/A
59 | CCSD | DHAHRAN | YACHT CLUB | Others | Recreation | SA Beach | Half Moon | N/A
60 | CCSD | DHAHRAN | HMYA DINER BUILDING | Others | Recreation | SA Beach | Half Moon | N/A
61 | CCSD | DHAHRAN | BOAT WORKSHOP | Others | Recreation | SA Beach | Half Moon | N/A
62 | CCSD | DHAHRAN | EXECUTIVE BEACH HOUSE | Others | Recreation | SA Beach | Half Moon | N/A
63 | CCSD | DHAHRAN | PLAYGROUNDS | Others | Recreation | SA Beach | Half Moon | N/A
64 | CCSD | DHAHRAN | SWIM AREA SUNSHADES (36) | Others | Recreation | SA Beach | Half Moon | N/A
65 | CCSD | DHAHRAN | BOAT AREA RACKS (52) | Others | Recreation | SA Beach | Half Moon | N/A
66 | CCSD | DHAHRAN | PUBLIC HAMMAMS | Others | Recreation | SA Beach | Half Moon | N/A
67 | CCSD | DHAHRAN | BOAT SHED | Others | Recreation | SA Beach | Half Moon | N/A
68 | CCSD | DHAHRAN | GATE HOUSE | Others | Recreation | SA Beach | Half Moon | N/A
69 | CCSD | DHAHRAN | CONTRACTOR'S CONCESSION | Others | Recreation | SA Beach | Half Moon | N/A
70 | CCSD | DHAHRAN | BOAT AREA SUNSHADES (25) | Others | Recreation | SA Beach | Half Moon | N/A

## Master Original (2) (hidden)
No. | Department | Area | Building Name | Facility Type | Function | Macro Area | Micro Area | Building Number | Building type | # Stories/Floors | Utilization | Total Units | Population | HVAC Type | Sprinkler | Alarm | Ventilation System Rectifications | Wall Penetration Rectifications | Interior renovation | Kitchen Hoods | Exterior upgrade | Garden gate | Sun shade/Patio | Decorative wall | Cladding | Control camira | Speed Net | Power Source | Capacity
AR-RABIYAH
530 | CCSD | DHAHRAN | AR RABIYAH COMMUNITY CONCESSION (MINI MARKET) | Supermarket | Concession | AR-Rabiyah | Rabiyah Facilities Center |  | Food Court | 1 | Food Court | 1 | 10 | AHU& Split | YES | Smoke detector | Central | N | N/A | NO | YES | YES | NO | NO | Wooden | YES | N/A | 110V/220V
530 | CCSD | DHAHRAN | AR-RABIYAH PARK IN FRONT OF LOT 5 | Others | Recreation | AR-Rabiyah | Rabiyah Facilities Center | No Bldg # | PARKING | N/A | PARKING | N/A | N/A | N/A | N/A | N/A | N/A | N/A | N/A | N/A | N/A | N/A | N/A | N/A | N/A | N/A | N/A | N/A
530 | CCSD | DHAHRAN | AR-RABIYAH PARK IN FRONT OF LOT 73 | Others | Recreation | AR-Rabiyah | Rabiyah Facilities Center | No Bldg # | PARKING | N/A | PARKING | N/A | N/A | N/A | N/A | N/A | N/A | N/A | N/A | N/A | N/A | N/A | N/A | N/A | N/A | N/A | N/A | N/A
530 | CCSD | DHAHRAN | AR-RABIYAH RECREATION FACILITIES | Entertainment | Recreation | AR-Rabiyah | Rabiyah Facilities Center | 600 | Hall 600 | NA | Hall 600 | 1 | 20 | AHU | N/a | Smoke Detector | central | n |  | n/a | n/a | n/a | n/a | n/a | avaliable | n/a | N/A | 110V/220V
530 | CCSD | DHAHRAN | AR-RABIYAH COMMUNITY CENTER 600 | Multi-purpose hall | Recreation | AR-Rabiyah | Rabiyah Facilities Center | 600 | Multi pupose | NA | Multi pupose | 1 | 20 | AHU | N/a | Fire control panel | central | n |  | n/a | n/a | n/a | n/a | n/a | avaliable | n/a | N/A | 110V/220V
530 | CCSD | DHAHRAN | AR-RABIYAH RECREATION HALL 615 | Multi-purpose hall | Recreation | AR-Rabiyah | Rabiyah Facilities Center | 615 | RECREATION HALL | N/A | RECREATION HALL | 1 | 50 | AHU/split | N/A | Smoke Detector | Central | N | N/A | N/A | Yes | N/A | N/A | N/A | Wooden | N/A | N/A | 110V/220V
530 | CCSD | DHAHRAN | AR-RABIYAH RECREATION HALL | Multi-purpose hall | Recreation | AR-Rabiyah | Rabiyah Facilities Center | 600 | RECREATION HALL | N/A | RECREATION HALL | 1 | 50 | AHU/split | N/A | Smoke Detector | Central | N | N/A | N/A | Yes | N/A | N/A | N/A | Wooden | N/A | N/A | 110V/220V
530 | CCSD | DHAHRAN | AR-RABIYAH PLAYGROUND | Others | Recreation | AR-Rabiyah | Rabiyah Facilities Center | No Bldg # | Playground | N/A | Playground | 1 | 15 |  | NA | NA | NA | NA | NA | NA | Yes | N/A | N/A | N/A | N/A | N/A | N/A | 110V/220V/480
530 | CCSD | DHAHRAN | ENGINEERING BLDG BASEMENT (CONCESSIONS) |  | Concession | AR-Rabiyah |  |  |  | 1 |  | 1 | 30 | AHU& Split | YES | Smoke detector | Central | N | N/A | YES | YES | YES | NO | NO | PVC & Glass | YES | N/A | 110V/220V/380V/480V
530 | CCSD | DHAHRAN | PUBLIC HAMMAM AR-RABIYAH GARDENING |  |  | AR-Rabiyah
530 | CCSD | DHAHRAN | PUBLIC HAMMAM AR-ABIYAH RECREATION |  |  | AR-Rabiyah
530 | CCSD | DHAHRAN | AR-RABIYAH MOSQUE |  |  | AR-Rabiyah
530 | CCSD | DHAHRAN | AR-RABIYAH GRDNG & SAN. OFFICE |  |  | AR-Rabiyah
530 | CCSD | DHAHRAN | JEBEL STORAGE BLDG. |  |  | AR-Rabiyah
530 | CCSD | DHAHRAN | TRANSFER PUMP STATION |  |  | AR-Rabiyah
530 | CCSD | DHAHRAN | MUSALLAH |  |  | AR-Rabiyah
530 | CCSD | DHAHRAN | RAW WATER ZONE#1 & #2 |  |  | AR-Rabiyah
530 | CCSD | DHAHRAN | MOTOR CNTRL CNTR BOILER BLDG. |  |  | AR-Rabiyah
530 | CCSD | DHAHRAN | BOILER BLDG. |  |  | AR-Rabiyah
530 | CCSD | DHAHRAN | MOTOR CONTROL ROOM |  |  | AR-Rabiyah
530 | CCSD | DHAHRAN | REVERSE OSMOSIS CENTER |  |  | AR-Rabiyah
530 | CCSD | DHAHRAN | COMPRESSOR BUILDING |  |  | AR-Rabiyah
530 | CCSD | DHAHRAN | REVERSE OSMOSIS PLANT |  |  | AR-Rabiyah
AL MUNIRAH
96 | CCSD | DHAHRAN | AL MUNIRAH COMMISSARY | Supermarket | Concession | Al Munirah | Munirah Area | 145 | Super Market | 1 | Super Market | 1 | 100 | AHU | YES | Smoke detector | Central | N | N/A | YES | YES | YES | NO | NO | Stone | YES | N/A | 110V/220V/380V/480V
96 | CCSD | DHAHRAN | AL-MUNIRAH DINING HALL | Food & Beverage | Concession | Al Munirah | Munirah Area | 101F | Dining Hall | 1 | Dining Hall | 1 | 648 | AHU | YES | Smoke detector | Central | N | N/A | NO | YES | YES | NO | NO | Stone | YES | N/A | 110V/220V/380V
96 | CCSD | DHAHRAN | THE SQUARE | Food & Beverage | Concession | Al Munirah | Munirah Area | 213 | Food Court | 1 | Food Court | 1 | 50 | AHU& Split | YES | Smoke detector | Central | N | N/A | YES | YES | YES | YES | NO | Wooden | YES | N/A | 220V/380V
96 | CCSD | DHAHRAN | AL-MUNIRAH GAME ROOM & LIBRARY | Multi-purpose hall | Recreation | Al Munirah | Munirah Area | 105 | Office/ game room | N/A | Office/ game room | 1 | 60 | AHU | N/A | Smoke Detector | AHU type | N/A | N/A | N/A | Yes | N/A | Yes | N/A | N/A | Yes | N/A | 110V/220V
96 | CCSD | DHAHRAN | AL-MUNIRAH THEATER | Entertainment | Recreation | Al Munirah | Munirah Area | 107 | Theater | N/A | Theater | 1 | N/A | AHU | N/A | Smoke Detector | AHU type | N/A | N/A | N/A | Yes | N/A | N/A | N/A | N/A | N/A | N/A | 110V/220V
96 | CCSD | DHAHRAN | AL-MUNIRAH MULTI-PURPOSE GYM | Multi-purpose hall | Recreation | Al Munirah | Munirah Area | 103 | Gym | N/A | Gym | 1 | 350 | AHU | N/A | Smoke Detector | AHU type | N/A | N/A | N/A | Yes | N/A | Yes | N/A | N/A | Yes | N/A | 110V/220V
96 | CCSD | DHAHRAN | AL-MUNIRAH EXERCISE GYM |  |  | Al Munirah | Munirah Area | 103
96 | CCSD | DHAHRAN | AL-MUNIRAH SOCCER FIELD | Sports Fields | Recreation | Al Munirah | Munirah Area | No Bldg # | Soccer field | N/A | Soccer field | 1 | 45 | N/A | N/A | N/A | N/A | N/A | N/A | N/A | Yes | N/A | N/A | N/A | N/A | N/A | N/A | 110V/220V
96 | CCSD | DHAHRAN | AC SERVICE UNIT | Office | Residential | Al Munirah | Munirah Area | 106
96 | CCSD | DHAHRAN | MAINTENANCE UNIT | Office | Residential | Al Munirah | Munirah Area | 206
96 | CCSD | DHAHRAN | HOUSING OFFICE | Office | Residential | Al Munirah | Munirah Area | 146
96 | CCSD | DHAHRAN | AL MUNIRAH SERVICES BLDG. | Services | Concession | Al Munirah | Munirah Area | 149
96 | CCSD | DHAHRAN | AL-MUNIRAH TENNIS COURTS | Sports Courts | Recreation | Al Munirah | Munirah Area | N/A | Tennis Court | N/A | Tennis Court | 1 | 70 | Split Type | N/A | Smoke Detector | Split A/C | N/A | N/A | N/A | Yes | N/A | N/A | N/A | N/A | N/A | N/A | 110V/220V
96 | CCSD | DHAHRAN | AL-MUNIRAH PADEL COURTS | Sports Courts | Recreation | Al Munirah | Munirah Area | N/A
96 | CCSD | DHAHRAN | AL-MUNIRAH BASKETBALL COURT | Sports Courts | Recreation | Al Munirah | Munirah Area | N/A | Basketball court | N/A | Basketball court | 1 | 80 | AHU | N/A | Heat Detector | AHU type | N/A | N/A | N/A | Yes | N/A | N/A | N/A | N/A | N/A | N/A | 110V/220V
96 | CCSD | DHAHRAN | AL-MUNIRAH SWIMMING POOL | Swimming Pool | Recreation | Al Munirah | Munirah Area | 19 |  | N/A | Swimming pool | 1 | 100 | AHU | N/A | Smoke Detector | AHU type | N/A | N/A | N/A | Yes | N/A | Yes | N/A | N/A | N/A | N/A | 110V/220V
96 | CCSD | DHAHRAN | FIRE PUMP ROOM | Others | Others | Al Munirah | Munirah Area | No Bldg #
96 | CCSD | DHAHRAN | ELECTRICAL ROOM | Others | Others | Al Munirah | Munirah Area | No Bldg #
96 | CCSD | DHAHRAN | TENNIS COURT CLUBHOUSE | Office | Recreation | Al Munirah | Munirah Area | No Bldg #
96 | CCSD | DHAHRAN | AL-MUNIRAH RESIDENTIAL BLDG. 129 | Others | Residential | Al Munirah | Munirah Area | 129 | Resedential Building | 8 | Resedential Building | 235 | 235 | Central |  | Smoke Detector | Central | [10 empty] | 110V
96 | CCSD | DHAHRAN | AL-MUNIRAH RESIDENTIAL BLDG. 130 | Others | Residential | Al Munirah | Munirah Area | 130 | Resedential Building | 8 | Resedential Building | 235 | 235 | Central |  | Smoke Detector | Central | [10 empty] | 110V
96 | CCSD | DHAHRAN | AL-MUNIRAH RESIDENTIAL BLDG. 131 | Others | Residential | Al Munirah | Munirah Area | 131 | Resedential Building | 10 | Resedential Building | 235 | 235 | Central |  | Smoke Detector | Central | [10 empty] | 110V
96 | CCSD | DHAHRAN | AL-MUNIRAH RESIDENTIAL BLDG. 132 | Others | Residential | Al Munirah | Munirah Area | 132 | Resedential Building | 8 | Resedential Building | 235 | 235 | Central |  | Smoke Detector | Central | [10 empty] | 110V
96 | CCSD | DHAHRAN | AL-MUNIRAH RESIDENTIAL BLDG. 133 | Others | Residential | Al Munirah | Munirah Area | 133 | Resedential Building | 8 | Resedential Building | 235 | 235 | Central |  | Smoke Detector | Central | [10 empty] | 110V
96 | CCSD | DHAHRAN | Al-Munerah and window AC Services Unit O |  |  | Al Munirah | Munirah Area
96 | CCSD | DHAHRAN | AL-MUNIRAH RECREATION OFFICE |  |  | Al Munirah | Munirah Area
96 | CCSD | DHAHRAN | AL-MUNIRAH MAIL CENTER |  |  | Al Munirah | Munirah Area
96 | CCSD | DHAHRAN | DUD AL-MUNIRAH & WINDOW AC UNIT |  |  | Al Munirah | Munirah Area
96 | CCSD | DHAHRAN | AL-MUNIRAH FLOWER BEDS |  |  | Al Munirah | Munirah Area
530 | CCSD | DHAHRAN | AL MUNIRAH MOSQUE |  |  | Al Munirah | Munirah Area
MAIN CAMP
96 | CCSD | DHAHRAN | GOLF CLUB HOUSE | Clubhouse | Recreation | Main Camp | Golf Course | 2005 | club house | NA | club house | 1 | 30 | AHU | NA | Fire control panel | Central | N | NA | NA | YES | YES | YES | NO | NO | NA | N/A | 110/220
96 | CCSD | DHAHRAN | GOLF CART SHEDS | Others | Recreation | Main Camp | Golf Course | 2005 | CART SHED | NA | CART SHED | 1 | 1 | NA | NA | NA | NA |  | NA | NA | YES | NO | YES | NO | NO | NA | NA | 110/220
96 | CCSD | DHAHRAN | DHAHRAN GOLF CLUB SNACK BAR (Chili's) | Food & Beverage | Concession | Main camp | Golf Course | 2005A | Food Court | 1 | Food Court | 1 | 50 | AHU& Split | YES | Smoke detector | Central | N | N/A | YES | YES | YES | YES | NO | Wooden | YES | N/A | 110V/220V/380V
96 | CCSD | DHAHRAN | DHAHRAN COMMISSARY | Supermarket | Concession | Main Camp | Main Camp Facilites Center | 117 | Super Market | 1 | Super Market | 1 | 200 | AHU& Split | YES | Smoke detector | Central | N | N/A | YES | YES | YES | NO | NO | PVC & Glass | YES | N/A | 110V/220V/380V
96 | CCSD | DHAHRAN | COFFEE SERVICES | Food & Beverage | Concession | Main Camp | Main Camp Facilites Center | 117 | Coffee Store | 1 | Coffee Store | 1 | 10 | Window & Split | N/A | Smoke detector | Central | N | N/A | YES | YES | NO | YES | NO | Stone | NO | N/A | 110V/220V
96 | CCSD | DHAHRAN | DH DINING HALL | Food & Beverage | Concession | Main camp | Main Camp Facilites Center | 1445 | Dining Hall | 1 | Dining Hall | 1 | 250 | AHU& Split | YES | Smoke detector | Central | N | N/A | YES | YES | YES | NO | NO | Stone | YES | N/A | 110V/220V/380V
96 | CCSD | DHAHRAN | COMMUNITY PLAZA | Parks & Plaza | Concession | Main camp | Main Camp Facilites Center | 112 | Food Court | 1 | Food Court | 1 | 35 | AHU& Split | N/A | Smoke detector | Central | N | N/A | NO | YES | YES | YES | NO | N/A | YES | N/A | 220V/380V
96 | CCSD | DHAHRAN | ARABIAN FOOD SUPPLY BANQUET OFFICE | Office | Concession | Main camp | Main Camp Facilites Center | 1445 | Office | 1 | Office | 1 | 10 | AHU& Split | N/A | Smoke detector | Central | N | N/A | NO | YES | YES | NO | NO | Wooden | YES | N/A | 110V/220V
96 | CCSD | DHAHRAN | SNACK BAR 2 | Food & Beverage | Concession | Main camp | 3rd St. Sports Complex | 211 | Restaurant | 1 | Restaurant | 1 | 25 | AHU& Split | YES | Smoke detector | Central | N | N/A | YES | YES | YES | NO | NO | Stone | YES | N/A | 110V/220V
96 | CCSD | DHAHRAN | POOL FACILITY | Swimming Pool | Recreation | Main camp | 3rd St. Sports Complex | 119-A | Swimming Pool | N/A | Swimming Pool | 1 | 144 | Split Type | N/A | Smoke Detector | Split AC | N/A | N/A | N/A | Yes | N/A | Yes | N/A | N/A | N/A | N/A | 110V/220V
96 | CCSD | DHAHRAN | POOL PUMP HOUSE | Others | Recreation | Main camp | 3rd St. Sports Complex | 119-B | Pump Room | N/A | Pump Room | 1 | 20 | Split Type | Yes | Smoke Detector | N/A | N/A | N/A | N/A | N/A | N/A | Yes | N/A | N/A | N/A | N/A | 110V/220V
96 | CCSD | DHAHRAN | YOUTH CENTER | Entertainment | Recreation | Main Camp | 3rd St. Sports Complex | 209F | Youth Center | N/A | Youth Center | 1 | 50 | AHU | N/A | Smoke Detector | N/A | N/A | N/A | N/A | N/A | N/A | N/A | N/A | N/A | N/A | N/A | 110V/220V
96 | CCSD | DHAHRAN | EXERCISE GYM | Fitness Gym | Recreation | Main camp | 3rd St. Sports Complex | 221 | Gym | N/A | Gym | 1 | 500 | AHU, Split Type | Yes | Fire control panel | N/A | N/A | N/A | Yes | N/A | Yes | Yes | N/A | N/A | N/A | N/A | 110V/220V
96 | CCSD | DHAHRAN | SOCCER FIELD #1 & RUNNING TRACK | Sports Fields | Recreation | Main camp | 3rd St. Sports Complex | N/A | Soccer Field 1 | N/A | Soccer Field 1 | 1 | 100 | Window Type | Yes | N/A | N/A | N/A | N/A | N/A | N/A | Yes | Yes | N/A | N/A | N/A | N/A | 110V/220V
96 | CCSD | DHAHRAN | TENNIS COURTS | Sports Courts | Recreation | Main camp | 3rd St. Sports Complex | N/A | outdoor field | N/A | Tennis Courts | 1 | 100 | Window Type | Yes | N/A | N/A | N/A | N/A | N/A | N/A | N/A | Yes | N/A | N/A | N/A | N/A | 110V/220V
96 | CCSD | DHAHRAN | SOCCER FIELD #2 | Sports Fields | Recreation | Main camp | 3rd St. Sports Complex | N/A | Soccer Field 2 | N/A | Soccer Field 2 | 1 | 100 | Window Type | Yes | N/A | N/A | N/A | N/A | N/A | N/A | Yes | Yes | N/A | N/A | N/A | N/A | 110V
96 | CCSD | DHAHRAN | PRACTICE FIELD | Sports Fields | Recreation | Main camp | 3rd St. Sports Complex | N/A | Ballfield | N/A | Ballfield | 1 | 100 | Window Type | Yes | N/A | N/A | N/A | N/A | N/A | N/A | N/A | Yes | N/A | N/A | N/A | N/A | 110V/220V
96 | CCSD | DHAHRAN | SQUASH COURT AND RACQUET BALL COURTS | Sports Courts | Recreation | Main camp | 3rd St. Sports Complex | 4399
96 | CCSD | DHAHRAN | RACQUET BALL COURTS | Sports Courts | Recreation | Main camp | 3rd St. Sports Complex | 4398
96 | CCSD | DHAHRAN | TENNIS CLUBHOUSE | Clubhouse | Recreation | Main camp | 3rd St. Sports Complex | 4397
96 | CCSD | DHAHRAN | 3RD ST. RECREATION OFFICE | Office | Recreation | Main camp | 3rd St. Sports Complex | 209F
96 | CCSD | DHAHRAN | PRAYER ROOM | Mosque | Others | Main camp | 3rd St. Sports Complex | 209F
96 | CCSD | DHAHRAN | MALE LOCKER ROOM | Others | Recreation | Main camp | 3rd St. Sports Complex | 199F
96 | CCSD | DHAHRAN | FEMALE LOCKER ROOM | Others | Recreation | Main camp | 3rd St. Sports Complex | 199F
96 | CCSD | DHAHRAN | KING'S ROAD RECREATION FACILITIES 1012 | Office | Recreation | Main camp | King's Park Recreation Complex | 1012 | office | N/A | office | 1 | 25 | AHU, Split Type | Yes | Smoke Detector | N/A | N/A | N/A | Yes | N/A | Yes | Yes | N/A | N/A | N/A | N/A | 110V/220V
96 | CCSD | DHAHRAN | RECREATION MAINTENANCE OFFICE | Office | Recreation | Main camp | King's Park Recreation Complex | 1008 | maintenance | N/A | maintenance | 1 | 20 | AHU/split | N/A | smok detectors | N/A | N/A | N/A | N/A | yes | yes | N/A | N/A | N/A | N/A | N/A | 110/220
96 | CCSD | DHAHRAN | LADIES FITNESS CENTER | Fitness Gym | Recreation | Main camp | King's Park Recreation Complex | 1106/1108 | Gym | N/a | Gym | 1 | 100 | AHU | N/a | Fire control panel | central | n |  | n/a | n/a | n/a | n/a | n/a | avaliable | n/a |  | 110V/220V
96 | CCSD | DHAHRAN | DHAHRAN THEATER | Entertainment | Recreation | Main camp | King's Park Recreation Complex | 1109A | Theater | N/A | Theater | 2 | 300 | AHU/split | yes | yes | yes | yes | N/A | N/A | N/A | N/A | N/A | N/A | yes | N/A | N/A | 110/220
96 | CCSD | DHAHRAN | RECREATION OFFICE BLDG. | Office | Recreation | Main camp | King's Park Recreation Complex | 1109B
96 | CCSD | DHAHRAN | SNACK BAR 1 - TANDOORI | Food & Beverage | Concession | Main camp | King's Park Recreation Complex | 1109C
96 | CCSD | DHAHRAN | BOWLING ALLEY | Entertainment | Recreation | Main camp | King's Park Recreation Complex | 1109D | Bowling Alley | N/A | Bowling Alley | 2 | 45 | AHU/split | yes | yes | yes | yes | yes | N/A | N/A | yes | N/A | yes | yes | N/A | N/A | 110/220
96 | CCSD | DHAHRAN | AD DIWAN BUILDING | Entertainment | Recreation | Main camp | King's Park Recreation Complex | 1109E | AD-Diwan | N/A | AD-Diwan | 2 | 150 | AHU | yes | yes | yes | yes | N/A | N/A | N/A | yes | yes | N/A | yes | N/A | N/A | 110/220/480
96 | CCSD | DHAHRAN | LIBRARY ADMINISTRATION | Office | Recreation | Main camp | King's Park Recreation Complex | 1118 | Office | N/A | Office | 1 | 10 | AHU | N/A | Smoke Detector | Central | N | N/A | N/A | YES | YES | N/A | No | wooden | N/A | N/A | 110V/220V
96 | CCSD | DHAHRAN | DH LIBRARY ANNEX | Office | Recreation | Main camp | King's Park Recreation Complex | 1114 | Office | N/A | Office | 1 | 8 | Split Type | N/A | Fire Control Panel | Split AC | N | N/A | N/A | N/A | N/A | N/A | No | Wooden | N/A | N/A | 110V/220V
96 | CCSD | DHAHRAN | DH RECREATION LIBRARY | Library | Recreation | Main camp | King's Park Recreation Complex | 1118 | Library | N/A | Library | 1 | 150 | AHU | N/A | Fire Control Panel | Central | N | N/A | N/A | YES | N/A | N/A | Yes | Stone | YES | N/A | 110V/220V
96 | CCSD | DHAHRAN | HABAK RESTAURANT | Food & Beverage | Concession | Main camp | King's Park Recreation Complex | 127 | Restaurant | 1 | Restaurant | 1 | 50 | AHU& Split | YES | Smoke detector | Central | N | N/A | YES | YES | YES | NO | NO | Wooden | YES | N/A | 110V/220V/380V
96 | CCSD | DHAHRAN | GAME ROOM AND KIDS ZONE | Game Center | Recreation | Main camp | King's Park Recreation Complex | 1105
96 | CCSD | DHAHRAN | STARBUCKS KINGS ROAD | Food & Beverage | Concession | Main camp | King's Park Recreation Complex | 1221 | Coffee shop | 1 | Coffee shop | 1 | 50 | AHU& Split | N/A | Smoke detector | Central | N | N/A | NO | YES | YES | NO | NO | Glass | YES | N/A | 220V/380V
96 | CCSD | DHAHRAN | ACAI KITCHEN (UNDER 500) | Food & Beverage | Concession | Main camp | King's Park Recreation Complex | 4052 | Restaurant | 1 | Restaurant | 1 | 20 | AHU& Split | N/A | Smoke detector | Central | N | N/A | NO | YES | YES | NO | NO | Wooden | YES | N/A | 110V/220V
96 | CCSD | DHAHRAN | MULTI PURPOSE BLDG #3 | Multi-purpose hall | Recreation | Main camp | King's Park Recreation Complex | 1077 | Portable | N/A | Portable | 1 | 50 | Window Type | N/A | Smoke Detector | N/A | N/A | N/A | N/A | N/A | N/A | Yes | N/A | N/A | N/A | N/A | 110V
96 | CCSD | DHAHRAN | SWIMMING POOL | Swimming Pool | Recreation | Main camp | King's Park Recreation Complex | N/A
96 | CCSD | DHAHRAN | DHAHRAN THEATER GROUP | Office | Recreation | Main camp | King's Park Recreation Complex | 4066
96 | CCSD | DHAHRAN | MOSQUE | Mosque | Others | Main camp | King's Park Recreation Complex | No Bldg #
96 | CCSD | DHAHRAN | PUMP ROOM | Others | Others | Main camp | King's Park Recreation Complex | No Bldg #
96 | CCSD | DHAHRAN | DHAHRAN OASIS QUILT GUILD | Classroom | Recreation | Main camp | King's Park Recreation Complex | 4056
96 | CCSD | DHAHRAN | SHRQ COFFEE ROASTERS | Food & Beverage | Concession | Main camp | King's Park Recreation Complex | 1118
96 | CCSD | DHAHRAN | COMMUNITY HERITAGE GALLERY | Others | Recreation | Main camp | King's Park Recreation Complex | 1220
96 | CCSD | DHAHRAN | STARBUCKS COFFEE | Food & Beverage | Concession | Main camp | King's Park Recreation Complex | 1221
96 | CCSD | DHAHRAN | SUBWAY | Food & Beverage | Concession | Main camp | King's Park Recreation Complex
96 | CCSD | DHAHRAN | KING'S PARK | Others | Recreation | Main camp | King's Park Recreation Complex | N/A
96 | CCSD | DHAHRAN | IBIS WALK | Others | Recreation | Main camp | King's Park Recreation Complex | N/A
96 | CCSD | DHAHRAN | DT & HEC | Services | Concession | Main camp | King's Park Recreation Complex | 4044 |  | 1 |  | 1 | 15 | AHU& Split | YES | Smoke detector | Central | N | N/A | NO | YES | YES | NO | NO | Wooden | YES | N/A | 110V/220V
96 | CCSD | DHAHRAN | BLOCK 4038 KARL AVENUE | Services | Concession | Main camp | King's Park Recreation Complex | 4038 | Shop | 1 | Shop | 1 | 53 | AHU& Split | N/A | Smoke detector | Central | N | N/A | NO | YES | YES | NO | NO | Wooden | YES | N/A | 110V/220V
96 | CCSD | DHAHRAN | 4036 KARL (USE DHF-DOC-RECR-KINGR-4036) | Services | Concession | Main camp | King's Park Recreation Complex | 4036 | Shop | 1 | Shop | 1 | 5 | AHU& Split | N/A | Smoke detector | Central | N | N/A | NO | YES | YES | NO | NO | Wooden | YES | N/A | 110V/220V
96 | CCSD | DHAHRAN | DH WOMEN'S GROUP | Office | Recreation | Main camp | Society Groups Area | 1425 | Office | N/A | Office | 1 | N/A | AHU | N/A | Smoke Detector | Central | N | N/A | N/A | Yes | N/A | N/A | N/A | Wooden | N/A | N/A | 110V/220V
96 | CCSD | DHAHRAN | SPIN CITY | Fitness Gym | Recreation | Main camp | Society Groups Area | 4040 | Gym | N/A | Gym | 1 | 20 | AHU | N/A | Smoke Detector | Central | N | N/A | N/A | Yes | N/A | N/A | N/A | Wooden | N/A | N/A | 110V/220V
96 | CCSD | DHAHRAN | DBA GROUP | Office | Recreation | Main camp | Society Groups Area | 4041 | Office | N/A | Office | 1 | N/A | AHU | N/A | Smoke Detector | Central | N | N/A | N/A | Yes | N/A | N/A | N/A | Wooden | N/A | N/A | 110V/220V
96 | CCSD | DHAHRAN | ART GROUP | Others | Recreation | Main camp | Society Groups Area | 4155 | Workshop | N/A | Workshop | 1 | 2 | AHU | N/A | Smoke Detector | Central | N | N/A | N/A | Yes | N/A | N/A | N/A | Wooden | N/A | N/A | 110V/220V
96 | CCSD | DHAHRAN | DHAHRAN COMMUNITY BAND | Others | Recreation | Main camp | Society Groups Area | 4045 | Workshop | N/A | Workshop | 1 | 3 | AHU | N/A | Smoke Detector | Central | N | N/A | N/A | Yes | N/A | N/A | N/A | Wooden | N/A | N/A | 110V/220V
96 | CCSD | DHAHRAN | QUILT GROUP | Office | Recreation | Main camp | Society Groups Area | 4056 | Office | N/A | Office | 1 | 5 | AHU | N/A | Smoke Detector | Central | N | N/A | N/A | Yes | N/A | N/A | N/A | Wooden | N/A | N/A | 110V/220V
96 | CCSD | DHAHRAN | THEATER GROUP | Office | Recreation | Main camp | Society Groups Area | 4066 | Office | N/A | Office | 1 | 3 | AHU | N/A | Smoke Detector | Central | N | N/A | N/A | Yes | N/A | N/A | N/A | Wooden | N/A | N/A | 110V/220V
96 | CCSD | DHAHRAN | NEW BEAUTY SHOP | Services | Concession | Main Camp | Society Groups Area | 1717 | Lady's Saloon | 1 | Lady's Saloon | 1 | 50 | AHU | N/A | Smoke detector | Central | N | N/A | NO | YES | NO | YES | NO | Wooden | YES | N/A | 110V/220V
96 | CCSD | DHAHRAN | LAUNDRY SERVICES | Services | Concession | Main camp | Society Groups Area | 4038 | Shop | 1 | Shop | 1 | 5 | AHU& Split | N/A | Smoke detector | Central | N | N/A | NO | YES | YES | NO | NO | Wooden | YES | N/A | 110V/220V
96 | CCSD | DHAHRAN | SAYSO OFFICE | Office | Recreation | Main Camp | Society Groups Area | 4047 | office | N/A | office | 1 | 25 | Central | N/A | Smoke dtctr | N/A | N/A | N/A | N/A | N/A | N/A | Yes | N/A | N/A | N/A | N/A | 110v / 220v | 12
96 | CCSD | DHAHRAN | YOGA CENTER | Fitness Gym | Recreation | Main camp | Society Groups Area | 4042 | Gym | N/A | Gym | 1 | Unknown | AHU | N/A | Smoke Detector | N/A | N/A | N/A | N/A | Yes | N/A | N/A | N/A | Wooden | N/A | N/A | 110V/220V
96 | CCSD | DHAHRAN | ARABIC SPEAKING GROUP/3rd STREET VALLEY GYM | Fitness Gym | Recreation | Main camp | Society Groups Area |  | GYM | N/A | GYM | 1 | 15 | AHU | Yes | Fire Alarm System | N/A | N/A | N/A | N/A | N/A | N/A | Yes | N/A | N/A | N/A | N/A | 110V/220V
96 | CCSD | DHAHRAN | HEALTH AND DIET CENTER | Services | Concession | Main camp | Society Groups Area | 4044 | Clinic | 1 | Clinic | 1 | 10 | AHU& Split | N/A | Smoke detector | Central | N | N/A | NO | YES | YES | NO | NO | Wooden | YES | N/A | 110V/220V
96 | CCSD | DHAHRAN | 4269 MILLER AVENUE GYM | Fitness Gym | Recreation | Main camp | Miller Avenue | 4269 | Gym | N/a | Gym | 1 | 50 | AHU/SPLIT | N/a | Fire control panel | central | n |  | n/a | yes | n/a | n/a | n/a | n/a | n/a | N/A | 110V/220V
96 | CCSD | DHAHRAN | PEE WEE #2 | Sports Fields | Recreation | Main camp | Oasis Avenue | N/A | Pee Wee Field #1 | N/A | Pee Wee Field #1 | 1 | 100 | Window Type | Yes | N/A | N/A | N/A | N/A | N/A | N/A | Yes | Yes | N/A | N/A | N/A | N/A | 110V/220V
96 | CCSD | DHAHRAN | PEE WEE #1 | Sports Fields | Recreation | Main camp | Oasis Avenue | N/A | Pee Wee Field #1 | N/A | Pee Wee Field #1 | 1 | 100 | Window Type | Yes | N/A | N/A | N/A | N/A | N/A | N/A | Yes | Yes | N/A | N/A | N/A | N/A | 110V/220V
96 | CCSD | DHAHRAN | 821B EIGHT STREET | Office | Recreation | Main camp | 8th Street | 821B | Office | N/a | Office | 1 | 10 | AHU/SPLIT | N/a | Smoke detector | central | n |  | yes | yes | yes | n/a | n/a | n/a | n/a | N/A | 110V/220V
96 | CCSD | DHAHRAN | 5TH STREET PLAYGROUND | Others | Recreation | Main camp | 5th Street | No Bldg # | Playground | N/A | Playground | 1 | 20 | Split Type | Yes | N/A | N/A | N/A | N/A | N/A | N/A | N/A | Yes | N/A | N/A | N/A | N/A | 110V
96 | CCSD | DHAHRAN | YACHT CLUB | Office | Recreation | Main camp | North of 6th St Gate | 5502 | Yacht | N/A | Yacht | 1 | 50 | AHU | Yes | Smoke Detector | N/A | N/A | N/A | Yes | N/A | Yes | Yes | N/A | N/A | N/A | N/A | 110V/220V
96 | CCSD | DHAHRAN | KENNEL CLUB | Services | Recreation | Main camp | Security Industrial Area | 1941 | Veternary Clinic | N/a | Veternary Clinic | 1 | 20 | AHU/SPLIT/ | N/a | Smoke detector | central | n |  | yes | yes | yes | n/a | n/a | n/a | n/a | N/A | 110V/220V
96 | CCSD | DHAHRAN | TAMIMI OFFICE | Office | Recreation | Main camp | Security Industrial Area | 1940 | office | N/a | office | 1 | 12 | AHU/SPLIT/window | N/a | Smoke detector | central | n |  | yes | yes | yes | n/a | n/a | n/a | n/a | N/A | 110V/220V
96 | CCSD | DHAHRAN | SAMARA TAXI SERVICE | Office | Concession | Main camp | Security Industrial Area | 1731 | Office | 1 | Office | 1 | 25 | AHU& Split | N/A | Smoke detector | Central | N | N/A | NO | YES | NO | NO | NO | Stone | YES | N/A | 110V/220V
96 | CCSD | DHAHRAN | OUTDOOR BASKETBALL COURTS | Sports Courts | Recreation | Main camp | Canyon Road | N/A | Basketball | N/A | Basketball | 1 | 50 | N/A | Yes | N/A | N/A | N/A | N/A | N/A | N/A | N/A | N/A | N/A | N/A | N/A | N/A | 110V
96 | CCSD | DHAHRAN | CAFETERIA (CONCESSION) | Food & Beverage | Concession | Main camp |  |  | Coffee shop | 1 | Coffee shop | 1 | 30 | AHU& Split | N/A | Smoke detector | Central | N | N/A | NO | YES | YES | NO | NO | Wooden | YES | N/A | 110V/220V
96 | CCSD | DHAHRAN | GIRL SCOUTS PORTABLE | Office | Recreation | Main camp | Wallnut St | 5117 | Girl's Scout | N/A | Girl's Scout | 1 | 50 | Window Type | Yes | Smoke Detector | N/A | N/A | N/A | Yes | N/A | Yes | Yes | N/A | N/A | N/A | N/A | 110V
96 | CCSD | DHAHRAN | BOY SCOUTS PORTABLE | Office | Recreation | Main camp | Wallnut St | 5119 | Boy's Scout | N/A | Boy's Scout | 1 | 50 | Window Type | Yes | Smoke Detector | N/A | N/A | N/A | Yes | N/A | Yes | N/A | N/A | N/A | N/A | N/A | 110V
96 | CCSD | DHAHRAN | SECURITY BOOTHS (3) 249 | Others | Recreation | Main camp |  |  | Security both | N/A | Security both | 1 | NlA | Split Type | Yes | N/A | N/A | N/A | N/A | Yes | N/A | Yes | Yes | N/A | N/A | N/A | N/A | 110V/220V
96 | CCSD | DHAHRAN | RIM LANE PLAYGRPOUND | Others | Recreation | Main camp |  |  | Playground | N/A | Playground | 1 | 20 | Split Type | Yes | N/A | N/A | N/A | N/A | N/A | N/A | N/A | N/A | N/A | N/A | N/A | N/A | 110V
96 | CCSD | DHAHRAN | RAVINE COURT PLAYGROUND | Others | Recreation | Main camp |  |  | Playground | N/A | Playground | 1 | 20 | Split Type | Yes | N/A | N/A | N/A | N/A | N/A | N/A | N/A | N/A | N/A | N/A | N/A | N/A | 110V
96 | CCSD | DHAHRAN | HOLMES AVENUE PLAYGROUND | Others | Recreation | Main camp |  |  | Playground | N/A | Playground | 1 | 20 | N/A | Yes | N/A | N/A | N/A | N/A | N/A | N/A | N/A | N/A | N/A | N/A | N/A | N/A | 110V
96 | CCSD | DHAHRAN | RECREATION PORTABLE | Office | Recreation | Main camp |  |  | Office | N/A | Office | 1 | N | AHU | N/A | Smoke Detector | Central | N | N/A | N/A | Yes | N/A | N/A | N/A | Wooden | N/A |  | 110V/220V
96 | CCSD | DHAHRAN | POOL PUMP HOUSE | Others | Recreation | Main camp |  |  | Pump Room | N/A | Pump Room | 1 | N/A | SPLIT | N/A | Smoke Detector | Central | N | N/A | N/A | Yes | N/A | N/A | N/A | N/A | N/A | N/A | 110V/220V
96 | CCSD | DHAHRAN | ARABIC LADIES GYM | Fitness Gym | Recreation | Main camp |  |  | Gym | N/a | Gym | 1 | 40 | AHU | N/a | Smoke detector | central | n |  | n/a | n/a | n/a | n/a | n/a | avaliable | n/a |  | 110V/220V
96 | CCSD | DHAHRAN | DARK ROOM / PHOTO LAB | Others | Recreation | Main camp |  |  | Office | N/A | Office | 1 | N/A | AHU | N/A | Smoke Detector | Central | N | N/A | N/A | Yes | N/A | N/A | N/A | Wooden | N/A | N/A | 110V/220V
96 | CCSD | DHAHRAN | CANTERBURY GROUP | Others | Others | Main camp |  |  | CHURCH | N/A | CHURCH | 1 | N/A | AHU | N/A | Fire control panel | Central | N | N/A | N/A | Yes | N/A | N/A | N/A | Wooden | N/A | N/A | 110V/220V
96 | CCSD | DHAHRAN | FELLOWSHIP GROUP | Others | Others | Main camp |  |  | CHURCH | N/A | CHURCH | 1 | N/A | AHU | N/A | Smoke Detector | Central | N | N/A | N/A | Yes | N/A | N/A | N/A | Wooden | N/A | N/A | 110V/220V
96 | CCSD | DHAHRAN | SECURITY BOOTHS (3) | Others | Recreation | Main camp |  |  | Security both | N/A | Security both | 1 | NA | Split Type | NA | NA | NA | [9 empty] | N/A | 110V/220V | bar: N to NA
96 | CCSD | DHAHRAN | Self Directed Group | Office | Recreation | Main camp |  |  | office | N/a | office | 1 | 10 | AHU/SPLIT | N/a | Smoke detector | central | n |  | yes | yes | yes | n/a | n/a | n/a | n/a | N/A | 110V/220V
96 | CCSD | DHAHRAN | RECREATION STORAGE BLDG | Others | Recreation | Main camp
96 | CCSD | DHAHRAN | BRIDGE GROUP PORTABLE | Others | Others | Main camp
96 | CCSD | DHAHRAN | PATIO GAME ROOM | Game Center | Recreation | Main camp
96 | CCSD | DHAHRAN | POOL FACILITY, PATIO | Swimming Pool | Recreation | Main camp
96 | CCSD | DHAHRAN | RECREATION OFFICE/AUDITORIUM | Office | Recreation | Main camp
96 | CCSD | DHAHRAN | RECREATION OFFICE BUILDING | Office | Recreation | Main camp
96 | CCSD | DHAHRAN | ARABIC SPEAKING GROUP |  |  | Main camp
96 | CCSD | DHAHRAN | SAEA OFFICE | Office | Others | Main camp
96 | CCSD | DHAHRAN | EXECUTIVE_GARDENING |  |  | Main camp
96 | CCSD | DHAHRAN | PEST_CONTROL_LAB |  |  | Main camp
96 | CCSD | DHAHRAN | NEW_GLASS_HOUSE |  |  | Main camp
96 | CCSD | DHAHRAN | WOMEN'S EXCHANGE | Others | Others | Main camp | 17th loop | 1712-A
96 | CCSD | DHAHRAN | GARDEN GROUP | Classroom | Recreation | Main camp | 17th loop | 1712-B
96 | CCSD | DHAHRAN | PUBLIC HAMMAM EAST OF BLDG 1445 | Others | Others | Main camp
96 | CCSD | DHAHRAN | PUBLIC HAMMAM BLDG 115 GENTS | Others | Others | Main camp
96 | CCSD | DHAHRAN | PUBLIC HAMMAM OPP BLDG 1109-D | Others | Others | Main camp
96 | CCSD | DHAHRAN | PUBLIC HAMMAM OPP GREENHOUSE | Others | Others | Main camp
96 | CCSD | DHAHRAN | PUBLIC HAMMAM OPP HOUSE #1026 | Others | Others | Main camp
96 | CCSD | DHAHRAN | PUBLIC HAMMAM OPP HOUSE #1199 | Others | Others | Main camp
96 | CCSD | DHAHRAN | PUBLIC HAMMAM OPP HOUSE #325 | Others | Others | Main camp
96 | CCSD | DHAHRAN | HOUSING REPAIR RSHPD. |  |  | Main camp
96 | CCSD | DHAHRAN | EXECUTIVE GARAGE 44 |  |  | Main camp
96 | CCSD | DHAHRAN | EXECUTIVE GARAGE 45 |  |  | Main camp
96 | CCSD | DHAHRAN | PORTABLE#8 |  |  | Main camp
96 | CCSD | DHAHRAN | Majestic Taxi Service Bldg. 213 |  |  | Main camp
96 | CCSD | DHAHRAN | EXERCISE ROOM | Fitness Gym | Recreation | Main camp
96 | CCSD | DHAHRAN | INSTRUCTIONAL MEDIA CENTER |  |  | Main camp
96 | CCSD | DHAHRAN | PROGRAM DEVELOPMENT & EVALUATION |  |  | Main camp
96 | CCSD | DHAHRAN | DISTRICTS SCHOOL ADMINISTRATION |  |  | Main camp
96 | CCSD | DHAHRAN | RECREATION STORE |  |  | Main camp
96 | CCSD | DHAHRAN | ART GROUP & EXHIBIT CENTER |  |  | Main camp
96 | CCSD | DHAHRAN | PEST CONTROL BUILDING |  |  | Main camp
96 | CCSD | DHAHRAN | EXECUTIVE GARAGE 706 |  |  | Main camp
96 | CCSD | DHAHRAN | EXECUTIVE GARAGE 925 |  |  | Main camp
96 | CCSD | DHAHRAN | GARDENING OFFICE | Office |  | Main camp
96 | CCSD | DHAHRAN | DH RECREATION LIBRARY (OFFICE) |  |  | Main camp
96 | CCSD | DHAHRAN | SNACK BAR 1 |  |  | Main camp
96 | CCSD | DHAHRAN | HERITAGE GALLERY STORAGE |  |  | Main camp
96 | CCSD | DHAHRAN | AL-MUJAMMA BUILDING |  |  | Main camp
96 | CCSD | DHAHRAN | AL-MUJAMMA MOSQUE |  |  | Main camp
96 | CCSD | DHAHRAN | HAMILTON HOUSE |  |  | Main camp
96 | CCSD | DHAHRAN | SUPERVISOR ASSESSMENT CENTER |  |  | Main camp
96 | CCSD | DHAHRAN | HERITAGE GALLERY EXTENSION |  |  | Main camp
96 | CCSD | DHAHRAN | DHAHRAN AC PLANT #1 |  |  | Main camp
96 | CCSD | DHAHRAN | DHAHRAN AC PLANT #2 |  |  | Main camp
96 | CCSD | DHAHRAN | DHAHRAN AC PLANT #3 |  |  | Main camp
96 | CCSD | DHAHRAN | DHAHRAN AC PLANT #4 |  |  | Main camp
96 | CCSD | DHAHRAN | DHAHRAN AC PLANT #5 |  |  | Main camp
96 | CCSD | DHAHRAN | DHAHRAN AC PLANT #6 |  |  | Main camp
96 | CCSD | DHAHRAN | DHAHRAN AC PLANT #7 |  |  | Main camp
96 | CCSD | DHAHRAN | DHAHRAN AC PLANT #8 |  |  | Main camp
96 | CCSD | DHAHRAN | CAFE NAJJAR |  |  | Main camp
96 | CCSD | DHAHRAN | LAUNDROMAT |  |  | Main camp
96 | CCSD | DHAHRAN | NURSERY_GREENHOUSE |  |  | Main camp
96 | CCSD | DHAHRAN | STEINEKE HALL |  |  | Main camp
96 | CCSD | DHAHRAN | BUILDING 1714 |  |  | Main camp
96 | CCSD | DHAHRAN | BUILDING 1716 |  |  | Main camp
96 | CCSD | DHAHRAN | TRANSPORTATION DEPARTMENT |  |  | Main camp
96 | CCSD | DHAHRAN | GOVT.AFFAIRS BLDG NEAR GATE #1 |  |  | Main camp
96 | CCSD | DHAHRAN | REMOTE AREA CREW RSHPD. |  |  | Main camp
96 | CCSD | DHAHRAN | VETERINARY CLINIC |  |  | Main camp
96 | CCSD | DHAHRAN | DH PC SOCIETY |  |  | Main camp
96 | CCSD | DHAHRAN | ROLLERSKATING RINK |  |  | Main camp
96 | CCSD | DHAHRAN | LOCKER CHANGING ROOM |  |  | Main camp
96 | CCSD | DHAHRAN | SANITATION MOSQUE |  |  | Main camp
96 | CCSD | DHAHRAN | YOUTH CENTER (INTERIOR) |  |  | Main camp
96 | CCSD | DHAHRAN | DIVING EQUIPMENT/REC STORE |  |  | Main camp
96 | CCSD | DHAHRAN | NEW JUNIOR HIGH SCHOOL |  |  | Main camp
96 | CCSD | DHAHRAN | NEW JUNIOR HIGH GYM |  |  | Main camp
96 | CCSD | DHAHRAN | OLD JUNIOR HIGH INDUSTRIAL ARTS |  |  | Main camp
96 | CCSD | DHAHRAN | JUNIOR HIGH SCHOOL, 6TH GRADE |  |  | Main camp
96 | CCSD | DHAHRAN | GARDENING & SANITATION |  |  | Main camp
96 | CCSD | DHAHRAN | AGRICULTURAL ASSIST DIV |  |  | Main camp
96 | CCSD | DHAHRAN | MANAGEMENT & PROFESSIONAL EDUC |  |  | Main camp
96 | CCSD | DHAHRAN | BUS SHELTER BALLFIELD ALONG KING'S ROAD |  |  | Main camp
96 | CCSD | DHAHRAN | BUS SHELTER ALONG KING'S ROAD CR 18TH ST |  |  | Main camp
96 | CCSD | DHAHRAN | BUS SHELTER 22ND ST CR CANYON RD |  |  | Main camp
96 | CCSD | DHAHRAN | EXECUTIVE GARAGE 4255 |  |  | Main camp
96 | CCSD | DHAHRAN | EXECUTIVE GARAGE 4259 |  |  | Main camp
96 | CCSD | DHAHRAN | TENNIS PORTABLE |  |  | Main camp
96 | CCSD | DHAHRAN | SQUASH/RACQUETBALL COURTS |  |  | Main camp
96 | CCSD | DHAHRAN | HANDBALL/RACQUETBALL COURTS |  |  | Main camp
96 | CCSD | DHAHRAN | RECREATION EQUIPMENT STORAGE |  |  | Main camp
96 | CCSD | DHAHRAN | REC MULTI PURPOSE BLDG |  |  | Main camp
96 | CCSD | DHAHRAN | PORTABLE 2 NEAR BLDG 1717 |  |  | Main camp
96 | CCSD | DHAHRAN | OUTDOOR BASKETBALL |  |  | Main camp
96 | CCSD | DHAHRAN | DHAHRAN SCHOOL MOSQUE NEAR BLDG 223 |  |  | Main camp
96 | CCSD | DHAHRAN | CMD AC FABRICATION BLDG |  |  | Main camp
96 | CCSD | DHAHRAN | KING'S ROAD PLAYGROUND |  |  | Main camp
96 | CCSD | DHAHRAN | PATIO TENNIS COURTS |  |  | Main camp
96 | CCSD | DHAHRAN | SOFTBALL/SOCCER FIELDS |  |  | Main camp
96 | CCSD | DHAHRAN | RUGBY FIELD |  |  | Main camp
96 | CCSD | DHAHRAN | BALLFIELD |  |  | Main camp
96 | CCSD | DHAHRAN | OUTDOOR HANDBALL COURT |  |  | Main camp
96 | CCSD | DHAHRAN | GARDEN GROUP PORTABLE |  |  | Main camp
96 | CCSD | DHAHRAN | GOLF COURSES |  |  | Main camp
96 | CCSD | DHAHRAN | STRAYS KENNEL |  |  | Main camp
96 | CCSD | DHAHRAN | ESD AC PLANTS AC PLANT |  |  | Main camp
96 | CCSD | DHAHRAN | MUSALLAH |  |  | Main camp
96 | CCSD | DHAHRAN | AC FABRICATION SHOP |  |  | Main camp
96 | CCSD | DHAHRAN | PUBLIC HAMMAM NEAR 329 RAINBOW |  |  | Main camp
96 | CCSD | DHAHRAN | PUBLIC HAMMAM OPP 136 ACACIA COURT |  |  | Main camp
96 | CCSD | DHAHRAN | PUBLIC HAMMAM OPP 112 BANYAN COURT |  |  | Main camp
96 | CCSD | DHAHRAN | PUBLIC HAMMAM OPP 123 DOLPHIN COURT |  |  | Main camp
96 | CCSD | DHAHRAN | PUBLIC HAMMAM OPP 104 GOLDEN COURT |  |  | Main camp
96 | CCSD | DHAHRAN | PUBLIC HAMMAM OPP 112 KENWORTH COURT |  |  | Main camp
96 | CCSD | DHAHRAN | PUBLIC HAMMAM OPP 139 KENWORTH COURT |  |  | Main camp
96 | CCSD | DHAHRAN | PUBLIC HAMMAM GARDENING WRHSE #424 |  |  | Main camp
96 | CCSD | DHAHRAN | DUD SHEET METAL SHOP |  |  | Main camp
96 | CCSD | DHAHRAN | DUD WINDOW AC WORKSHOP |  |  | Main camp
96 | CCSD | DHAHRAN | DUD AC SHOPS |  |  | Main camp
96 | CCSD | DHAHRAN | DUD YARD |  |  | Main camp
96 | CCSD | DHAHRAN | GARDENING AND SANITATION BLDG |  |  | Main camp
96 | CCSD | DHAHRAN | DUMD DPC 178 |  |  | Main camp
96 | CCSD | DHAHRAN | DPC-237 NURSERY AREA |  |  | Main camp
96 | CCSD | DHAHRAN | CONTRACTOR OFFICE BLDG |  |  | Main camp
96 | CCSD | DHAHRAN | DUD ANNEX BUILDING |  |  | Main camp
96 | CCSD | DHAHRAN | BUS SHELTER CANYON RD CR EUCALYPTUS CT |  |  | Main camp
96 | CCSD | DHAHRAN | BUS SHELTER SOUTH ROAD OPP FALCON CT |  |  | Main camp
96 | CCSD | DHAHRAN | BUS SHELTER BLDG 9020 CANYON ROAD |  |  | Main camp
96 | CCSD | DHAHRAN | NURSERY_OFFICE_#1 |  |  | Main camp
96 | CCSD | DHAHRAN | NURSERY_OFFICE_#2 |  |  | Main camp
96 | CCSD | DHAHRAN | DUD MRP SHOP IN BLDG 7005 |  |  | Main camp
96 | CCSD | DHAHRAN | DUD MAIN BUILDING |  |  | Main camp
96 | CCSD | DHAHRAN | COORDINATOR'S SITE OFFICE |  |  | Main camp
96 | CCSD | DHAHRAN | TSD/FPI&MU |  |  | Main camp
96 | CCSD | DHAHRAN | WAREHOUSE |  |  | Main camp
96 | CCSD | DHAHRAN | CAFETERIA |  |  | Main camp
96 | CCSD | DHAHRAN | MOSQUE |  |  | Main camp
96 | CCSD | DHAHRAN | CHEMICAL MIXING BUILDING |  |  | Main camp
96 | CCSD | DHAHRAN | CONTRACTOR MATERIAL |  |  | Main camp
96 | CCSD | DHAHRAN | ARAMCO HAMMAM |  |  | Main camp
96 | CCSD | DHAHRAN | CONTRACTOR HAMMAM |  |  | Main camp
96 | CCSD | DHAHRAN | GUARD HOUSE |  |  | Main camp
96 | CCSD | DHAHRAN | HOUSING REPAIR WORKSHOP (DPC 156) |  |  | Main camp
96 | CCSD | DHAHRAN | DHAHRAN SERVICE CENTER |  |  | Main camp
96 | CCSD | DHAHRAN | MATERIAL WAREHOUSE (DPC 153) |  |  | Main camp
96 | CCSD | DHAHRAN | MATERIAL STORAGE WAREHOUSE (DPC 153) |  |  | Main camp
96 | CCSD | DHAHRAN | AREA 5 |  |  | Main camp
96 | CCSD | DHAHRAN | UNDERGROUND UTILITIES OFFICES |  |  | Main camp
96 | CCSD | DHAHRAN | SEWAGE COLLECTION |  |  | Main camp
96 | CCSD | DHAHRAN | BLOWER BUILDING |  |  | Main camp
96 | CCSD | DHAHRAN | RAW SEWAGE PUMP STN RSPS #4 |  |  | Main camp
96 | CCSD | DHAHRAN | RAW SEWAGE PUMP STN RSPS #2 |  |  | Main camp
96 | CCSD | DHAHRAN | ADV WSTWATER TRTMNT PLANT |  |  | Main camp
96 | CCSD | DHAHRAN | 2MG PUMP STATION |  |  | Main camp
HILLS CAMP
1 | CCSD | DHAHRAN | DHAHRAN HILLS SNACK BAR 3 | Food & Beverage | Concession | Hills Camp | Hills Recreation Complex | 4150 | Restaurant | 1 | Restaurant | 1 | 70 | AHU | N/A | Smoke detector | Central | N | N/A | YES | YES | NO | N/A | NO | Stone | YES | N/A | 110V/220V
2 | CCSD | DHAHRAN | PRACTICE FIELDS 1 & 2 | Sports Fields | Recreation | Hills Camp | Hills Recreation Complex | N/A | outdoor field | N/A | outdoor field | 2 | 50 | N/A | N/A | N/A | N/A | N/A | N/A | N/A | N/A | N/A | Yes | N/A | N/A | N/A | N/A | N/A | 60
3 | CCSD | DHAHRAN | FAMILY RECREATION CENTER | Office | Recreation | Hills Camp | Hills Recreation Complex | 4150 | office | N/A | office | 1 | 12 | Central | N/A | Smoke dtctr | N/A | N/A | N/A | N/A | N/A | N/A | N/A | N/A | N/A | Yes | N/A | 110v / 220v | 12
4 | CCSD | DHAHRAN | DH HILLS POOL FACILITY | Swimming Pool | Recreation | Hills Camp | Hills Recreation Complex | 4151 | outdoor | N/A | outdoor | 4 | 350 | N/A | N/A | N/A | N/A | N/A | N/A | N/A | N/A | N/A | Yes | Yes | N/A | N/A | N/A | 110v / 220v | 350
5 | CCSD | DHAHRAN | DH HILLS FAMILY CENTER | Game Center | Recreation | Hills Camp | Hills Recreation Complex | 4150 | game room | N/A | game room | 1 | 100 | Central | N/A | Smoke dtctr | N/A | N/A | N/A | N/A | N/A | Yes | Yes | N/A | N/A | N/A | N/A | 110v / 220v | 60
6 | CCSD | DHAHRAN | SQUASH COURT | Sports Courts | Recreation | Hills Camp | Hills Recreation Complex | 4154 | indoor sport | N/A | indoor sport | 4 | 30 | Central | N/A | Smoke dtctr | N/A | N/A | N/A | N/A | N/A | N/A | Yes | N/A | N/A | N/A | N/A | 110v / 220v | 60
7 | CCSD | DHAHRAN | NEW ART GROUP BUILDING | Classroom | Recreation | Hills Camp | Hills Recreation Complex | 4155 | classes | N/A | classes | 2 | 50 | Central | N/A | Smoke dtctr | N/A | N/A | Gallery | N/A | N/A | N/A | N/A | N/A | N/A | N/A | N/A | 110v / 220v | 40
8 | CCSD | DHAHRAN | AL-WAHA SOUTH | Classroom | Recreation | Hills Camp | Hills Recreation Complex | 4156 | classes | N/A | classes | 1 | 150 | Central | N/A | Smoke dtctr | N/A | N/A | Function room | N/A | N/A | N/A | N/A | Yes | Pre-cast | N/A | N/A | 110v / 220v | 175
9 | CCSD | DHAHRAN | AL-WAHA NORTH | Classroom | Recreation | Hills Camp | Hills Recreation Complex | 4157 | classes | N/A | classes | 1 | 100 | Central | N/A | Smoke dtctr | N/A | N/A | Function room | N/A | N/A | N/A | N/A | N/A | N/A | N/A | N/A | 110v / 220v | 200
10 | CCSD | DHAHRAN | BMX TRACK / JOGGING PATH | Sports Fields | Recreation | Hills Camp | Hills Recreation Complex | N/A | outdoor field | N/A | outdoor field | 3 | 50 | N/A | N/A | N/A | Split | N/A | Security golf gate | N/A | N/A | N/A | Yes | N/A | N/A | Yes | N/A | 110v / 220v | 50
11 | CCSD | DHAHRAN | TENNIS COURTS | Sports Courts | Recreation | Hills Camp | Hills Recreation Complex | N/A | outdoor field | N/A | outdoor field | 15 | 100 | N/A | N/A | N/A | N/A | N/A | N/A | N/A | N/A | N/A | Yes | N/A | N/A | N/A | N/A | N/A | 100
12 | CCSD | DHAHRAN | HOBBY FARM | Others | Recreation | Hills Camp | Hills Recreation Complex | N/A | outdoor | N/A | outdoor | 12 | 50 | N/A | N/A | N/A | Split | N/A | Club House | N/A | N/A | N/A | Yes | N/A | N/A | Yes | N/A | 110v / 220v | 100
13 | CCSD | DHAHRAN | TENNIS COURT PORTABLE | Office | Recreation | Hills Camp | Hills Recreation Complex | NO BLDG.# | indoor | N/A | indoor | 1 | 25 | Split | N/A | N/A | Split | N/A | Living Room | N/A | N/A | N/A | Yes | N/A | concrete | N/A | N/A | 110v / 220v | 15
14 | CCSD | DHAHRAN | L SECTION - DOG PARK | Others | Recreation | Hills Camp | Hills Recreation Complex | N/A | outdoor field | N/A | outdoor field | 1 | 15 | N/A | N/A | N/A | N/A | N/A | N/A | N/A | N/A | N/A | N/A | N/A | N/A | Yes | N/A | N/A
15 | CCSD | DHAHRAN | BALL FIELDS 1 & 2 | Sports Fields | Recreation | Hills Camp | Hills Recreation Complex | NO BLDG.# | outdoor | N/A | outdoor | 2 | 200 | Split | N/A | N/A | Split | N/A | Toilet | N/A | N/A | N/A | Yes | N/A | N/A | N/A | N/A | 110v / 220v | 800
16 | CCSD | DHAHRAN | DH HILLS PARK | Others | Recreation | Hills Camp | Hills Recreation Complex | N/A | outdoor | N/A | outdoor | 1 | 500 | N/A | N/A | N/A | Split | N/A | Toilet | N/A | N/A | Yes | N/A | N/A | N/A | Yes | N/A | 110v / 220v | 1000
17 | CCSD | DHAHRAN | TRACK SOCCER FIELD 1 | Sports Fields | Recreation | Hills Camp | Hills Recreation Complex | N/A | outdoor field | N/A | outdoor field | 1 | 100 | N/A | N/A | N/A | N/A | N/A | N/A | N/A | N/A | N/A | Yes | N/A | N/A | N/A | N/A | 110v / 220v | 600
18 | CCSD | DHAHRAN | RECREATION OFFICE | Office | Recreation | Hills Camp | Hills Recreation Complex | 4150 | Office | N/A | Office | 1 | 10 | AHU, Split Type | N/A | Smoke Detector | N/A | N/A | N/A | N/A | N/A | N/A | N/A | N/A | N/A | N/A | N/A | 110V/220V
19 | CCSD | DHAHRAN | MALE / FEMALE LOCKER ROOM | Others | Recreation | Hills Camp | Hills Recreation Complex | 4151 | Locker Room | N/A | Locker Room | 1 | 50 | Window Type | Yes | Fire Alarm System | Yes | Yes | Yes | N/A | N/A | N/A | N/A | N/A | N/A | N/A | N/A | 110V/220V
20 | CCSD | DHAHRAN | EXERCISE ROOM | Fitness Gym | Recreation | Hills Camp | Hills Recreation Complex | 4151 | Exercise | N/A | Exercise | 1 | 500 | AHU | Yes | Fire Alarm System | Yes | Yes | Yes | N/A | N/A | N/A | N/A | N/A | N/A | Yes | Yes | 110V/220V
21 | CCSD | DHAHRAN | SQUASH/RACQUETBALL COURTS | Sports Courts | Recreation | Hills Camp | Hills Recreation Complex | 4154 | Squash Ball | N/A | Squash Ball | 1 | 50 | AHU | Yes | Smoke Detector | N/A | N/A | N/A | N/A | N/A | N/A | N/A | N/A | N/A | N/A | N/A | 110V/220V
22 | CCSD | DHAHRAN | HANDBALL/RACQUETBALL COURTS | Sports Courts | Recreation | Hills Camp | Hills Recreation Complex | No Bldg # | Racquet Ball | N/A | Racquet Ball | 1 | 50 | AHU | Yes | N/A | N/A | N/A | N/A | N/A | N/A | N/A | N/A | N/A | N/A | N/A | N/A | 110V
23 | CCSD | DHAHRAN | RECREATION EQUIPMENT STORAGE | Others | Recreation | Hills Camp | Hills Recreation Complex | B-251 | Storage | N/A | Storage | 1 | 30 | Window Type | Yes | Smoke Detector | N/A | N/A | N/A | N/A | N/A | N/A | N/A | N/A | N/A | N/A | N/A | 110V
24 | CCSD | DHAHRAN | ART GROUP & EXHIBIT CENTER | Office | Recreation | Hills Camp | Hills Recreation Complex | 4155 | Office | N/A | Office | 1 | 4 | AHU | N/A | Smoke Detector | Central | N | N/A | N/A | Yes | N/A | N/A | N/A | Wooden | N/A | N/A | 110V/220V
25 | CCSD | DHAHRAN | DH HILLS LAUNDRY SHOP | Services | Concession | Hills Camp | Society Groups Area | M-321-R | Shop | 1 | Shop | 1 | 5 | AHU | N/A | Smoke detector | Central | N | N/A | NO | YES | NO | YES | NO | Wooden | YES | N/A | 110V/220V
26 | CCSD | DHAHRAN | MINI MARKET | Supermarket | Concession | Hills Camp | Society Groups Area | M-317-R | Commissary | 1 | Shop | 1 | 10 | AHU | N/A | Smoke detector | Central | N | N/A | NO | YES | NO | YES | NO | Wooden | YES | N/A | 110V/220V
27 | CCSD | DHAHRAN | SNACK BAR 1 | Food & Beverage | Concession | Hills Camp | Society Groups Area | 211 | Restaurant | 1 | Restaurant | 1 | 120 | AHU& Split | YES | Smoke detector | Central | N | N/A | YES | YES | YES | NO | NO | Stone | YES | N/A | 110V/220V/380V
28 | CCSD | DHAHRAN | HANGAR FLIERS | Office | Recreation | Hills Camp | Society Groups Area | M-301-R | office | N/A | office | 1 | 25 | Central | N/A | Smoke dtctr | N/A | N/A | N/A | N/A | N/A | N/A | Yes | N/A | N/A | N/A | N/A | 110v / 220v | 12
29 | CCSD | DHAHRAN | DHAHRAN RUNNERS CLUB | Office | Recreation | Hills Camp | Society Groups Area | M-313-R | office | N/A | office | 1 | 25 | Window | N/A | Smoke dtctr | N/A | N/A | N/A | N/A | N/A | N/A | N/A | N/A | N/A | N/A | N/A | 110v / 220v | 12
30 | CCSD | DHAHRAN | DHAHRAN YOUTH BASEBALL ASSOCIATION | Office | Recreation | Hills Camp | Society Groups Area | M-358-R | office | N/A | office | 1 | 25 | Window | N/A | Smoke dtctr | N/A | N/A | N/A | N/A | N/A | N/A | N/A | N/A | N/A | N/A | N/A | 110v / 220v | 12
31 | CCSD | DHAHRAN | R.C. GROUP | Office | Recreation | Hills Camp | Society Groups Area | NFUD720 | office | N/A | office | 1 | 75 | Central | N/A | Smoke dtctr | N/A | N/A | N/A | N/A | N/A | N/A | N/A | N/A | N/A | N/A | N/A | 110v / 220v | 80
32 | CCSD | DHAHRAN | AAA CLUBHOUSE PORTABLE | Office | Recreation | Hills Camp | Canyon Road | No Bldg # | office | N/A | office | N/A | 15 | split | N/A | Smoke Detector | N/A | N/A | N/A | N/A | Yes | N/A | N/A | N/A | Wooden | N/A | N/A | 110V/220V
33 | CCSD | DHAHRAN | AAA GARAGE | Services | Recreation | Hills Camp | Canyon Road | 9028 | Storage | N/A | Storage | N/A | N/A | Window Type | N/A | Smoke Detector | N/A | N/A | N/A | N/A | Yes | N/A | N/A | N/A | Wooden | N/A | N/A | 110V/220V | 120
34 | CCSD | DHAHRAN | DUCK POND | Others | Recreation | Hills Camp | Duck Pond | N/A | N/A | N/A | N/A | 1 | 100 | N/A | Yes | N/A | N/A | N/A | N/A | N/A | Yes | N/A | Yes | N/A | N/A | Yes | N/A | 110V/220V
35 | CCSD | DHAHRAN | DUCK POND HAMMAM | Others | Recreation | Hills Camp | Duck Pond | No Bldg # | Toilet | N/A | Toilet | 1 | 10 | Split Type | N/A | N/A | Split AC | Yes | N/A | N/A | Yes | N/A | N/A | N/A | N/A | N/A | N/A | 110V/220V
36 | CCSD | DHAHRAN | DUCK POND MOSQUE | Mosque | Others | Hills Camp | Duck Pond | No Bldg # | Mosque | N/A | Mosque | 1 | 10 | Split Type | N/A | Smoke Detector | Split AC | N/A | N/A | N/A | Yes | N/A | N/A | N/A | N/A | N/A | N/A | 110V/220V
37 | CCSD | DHAHRAN | RECREATION STORAGE | Others | Recreation | Hills Camp | Rec Store | 251 | Storage | N/A | Storage | 1 | 10 | Split Type | N/A | Smoke Detector | N/A | N/A | N/A | N/A | N/A | N/A | N/A | N/A | N/A | N/A | N/A | 110V/220V
38 | CCSD | DHAHRAN | ROLLER SKATING RINK | Sports Fields | Recreation | Hills Camp |  |  |  | N/A | Storage | 1 | 10 | Split Type | N/A | Smoke Detector | N/A | N/A | N/A | N/A | N/A | N/A | N/A | N/A | N/A | N/A | N/A | 110V/220V
39 | CCSD | DHAHRAN | DIVING EQUIPMENT/REC STORE | Others | Recreation | Hills Camp |  |  | Storage | N/A | Storage | 1 | 30 | Window Type | N/A | Smoke Detector | N/A | N/A | N/A | N/A | N/A | N/A | N/A | N/A | N/A | N/A | N/A | 110V
40 | CCSD | DHAHRAN | TENNIS PORTABLE | Office | Recreation | Hills Camp |  |  | Portable | N/A | Portable | 1 | 50 | AHU | Yes | Smoke Detector | N/A | N/A | N/A | N/A | N/A | N/A | Yes | N/A | N/A | N/A | N/A | 110V/220V
41 | CCSD | DHAHRAN | MEETING ROOM | Others | Recreation | Hills Camp |  |  | classes | N/A | classes | 1 | 25 | Central | N/A | Smoke dtctr | N/A | N/A | N/A | N/A | N/A | N/A | Yes | N/A | N/A | N/A | N/A | 110v / 220v
42 | CCSD | DHAHRAN | GAME ROOM #2 | Classroom | Recreation | Hills Camp |  |  | classes | N/A | classes | 1 | 25 | Central | N/A | Smoke dtctr | N/A | N/A | N/A | N/A | N/A | N/A | Yes | N/A | N/A | N/A | N/A | 110v / 220v
43 | CCSD | DHAHRAN | GAME ROOM #1 | Classroom | Recreation | Hills Camp |  |  | classes | N/A | classes | 1 | 25 | Central | N/A | Smoke dtctr | N/A | N/A | N/A | N/A | N/A | N/A | Yes | N/A | N/A | N/A | N/A | 110v / 220v
44 | CCSD | DHAHRAN | L & R SOCCER FIELDS | Sports Fields | Recreation | Hills Camp |  |  | outdoor | N/A | outdoor | 1 | 75 | N/A | N/A | N/A | N/A | N/A | N/A | N/A | N/A | N/A | N/A | N/A | N/A | Yes | N/A | 110v / 220v
45 | CCSD | DHAHRAN | SAFANIYAH DRIVE PLAYGROUND | Others | Recreation | Hills Camp
46 | CCSD | DHAHRAN | PUBLIC HAMMAM NEAR 349 PRARIE VIEW | Others | Others | Hills Camp
47 | CCSD | DHAHRAN | PUBLIC HAMMAM NEAR 558 MARJAN CIRCLE | Others | Others | Hills Camp
48 | CCSD | DHAHRAN | PUBLIC HAMMAM NEAR 582 SAFFANIYAH DR. | Others | Others | Hills Camp
49 | CCSD | DHAHRAN | PUBLIC HAMMAM NEAR 732 HANIFA | Others | Others | Hills Camp
50 | CCSD | DHAHRAN | PUBLIC HAMMAM NEAR 670 SAIHAT | Others | Others | Hills Camp
51 | CCSD | DHAHRAN | PUBLIC HAMMAM BEHIND 386 GHAWAR | Others | Others | Hills Camp
52 | CCSD | DHAHRAN | PUBLIC HAMMAM OPP BLDG.206L PENINSULA | Others | Others | Hills Camp
53 | CCSD | DHAHRAN | PUBLIC HAMMAM OPP 386 LEMON CIRCLE | Others | Others | Hills Camp
54 | CCSD | DHAHRAN | STEAM PLANT | Others | Others | Hills Camp
55 | CCSD | DHAHRAN | DH HILLS RMD OFFICE | Office | Others | Hills Camp
56 | CCSD | DHAHRAN | QATIF LANE PLAYGROUND | Others | Recreation | Hills Camp
57 | CCSD | DHAHRAN | AQUARIUM SOCIETY | Office | Recreation | Hills Camp
58 | CCSD | DHAHRAN | SMOKEHOUSE | Others | Others | Hills Camp
59 | CCSD | DHAHRAN | CONNEX - 1C |  |  | Hills Camp
60 | CCSD | DHAHRAN | BREATHING APPRATUS SVCS. | Services | Others | Hills Camp
61 | CCSD | DHAHRAN | STORAGE SHED | Others | Others | Hills Camp
62 | CCSD | DHAHRAN | INSTRUCTORS OFFICE | Office | Recreation | Hills Camp
63 | CCSD | DHAHRAN | HAMMAM | Others | Others | Hills Camp
64 | CCSD | DHAHRAN | CLASSROOM | Classroom | Recreation | Hills Camp
65 | CCSD | DHAHRAN | FIRE TRAINING UNIT | Office | Others | Hills Camp
66 | CCSD | DHAHRAN | PUBLIC HAMMAM NR BMX TRACK | Others | Others | Hills Camp
67 | CCSD | DHAHRAN | FIRE TRAINING CLASS ROOM | Classroom | Others | Hills Camp
68 | CCSD | DHAHRAN | OFFICE & CLASSROOM 11-A-B-C | Office | Recreation | Hills Camp
69 | CCSD | DHAHRAN | EQUIPMENT MAINTENANCE | Services | Recreation | Hills Camp
70 | CCSD | DHAHRAN | DH HILLS MOSQUE | Others | Others | Hills Camp
71 | CCSD | DHAHRAN | ISOTOPE BUILDING |  |  | Hills Camp
72 | CCSD | DHAHRAN | FIRE STATION B-318 | Others | Others | Hills Camp
73 | CCSD | DHAHRAN | DH HILLS SCHOOL GRADES K-4 | Others | Others | Hills Camp
74 | CCSD | DHAHRAN | FIRE STATION DHAHRAN HILLS | Others | Others | Hills Camp
75 | CCSD | DHAHRAN | PORTABLE 1-(A516X411-001+002) |  |  | Hills Camp
76 | CCSD | DHAHRAN | PENINSULA SOCCER FIELD | Sports Fields | Recreation | Hills Camp
77 | CCSD | DHAHRAN | BALL FIELDS 1 & 2, BOOTH A | Sports Fields | Recreation | Hills Camp
78 | CCSD | DHAHRAN | DH HILLS PLAYGROUND (17) | Others | Recreation | Hills Camp
79 | CCSD | DHAHRAN | PORTABLE HAMMAMS (170) | Others | Others | Hills Camp
80 | CCSD | DHAHRAN | LOGGER BOXES (350) |  |  | Hills Camp
81 | CCSD | DHAHRAN | STEAM WASH | Services | Others | Hills Camp
82 | CCSD | DHAHRAN | TRASH STATIONS | Others | Others | Hills Camp
83 | CCSD | DHAHRAN | GARBAGE PADS | Others | Others | Hills Camp
84 | CCSD | DHAHRAN | FENCING | Others | Others | Hills Camp
85 | CCSD | DHAHRAN | MUSALLA | Others | Others | Hills Camp
86 | CCSD | DHAHRAN | ARAMCO EMPLOYMENT CENTER | Office | Others | Hills Camp
87 | CCSD | DHAHRAN | NEW GARDEN AREA HAMMAM NR GOLF COURSE |  | Recreation | Hills Camp
88 | CCSD | DHAHRAN | RAW SEWAGE PUMP STN RSPS #3 | Others | Others | Hills Camp
89 | CCSD | DHAHRAN | RAW SEWAGE PUMP STN RSPS #1 | Others | Others | Hills Camp
92 | CCSD | DHAHRAN | HOBBY SHOP | Services | JH Recreation | Hills Camp | Jebel Heights Facilites Center | 3020 | HOBBY SHOP | NA | HOBBY SHOP | 1 | 20 | AHU | YES | Control panel | CENTRAL | N | NA | NA | YES | YES | NA | NO | NO | NA | N/A | 110/220/480
JEBEL HEIGHTS
91 | CCSD | DHAHRAN | RUB AL-KHALI SOCCER AND CRICKET FIELDS | Sports Fields | JH Recreation | Jebel Heights | Jebel Heights Facilites Center | N/A | N/A | N/A | outdoor | 12 | 1500 | N/A | N/A | N/A | N/A | N/A | N/A | Yes | N/A | N/A | Yes | N/A | N/A | Yes | N/A | 110v / 220v
92 | CCSD | DHAHRAN | JEBEL HEIGHT ROAD - PADEL COURT | Sports Courts | JH Recreation | Jebel Heights | Jebel Heights Facilites Center | N/A | outdoor field | N/A | outdoor field | 4 | 120 | N/A | N/A | N/A | N/A | N/A | N/A | N/A | N/A | N/A | N/A | N/A | N/A | N/A | N/A | 110v / 220v
93 | CCSD | DHAHRAN | JEBEL HEIGHT COMMUNITY CENTER | Supermarket | JH Concession | Jebel Heights | Jebel Height Facilites Center | JH-15 | Super Market | 1 | Super Market | 1 | 225 | AHU& Split | YES | Smoke detector | Central | N | N/A | YES | YES | YES | NO | NO | PVC & Glass | YES | N/A | 110V/220V/380V
94 | CCSD | DHAHRAN | LAUNDRYMAT | Services | JH Concession | Jebel Heights | Jebel Heights Facilites Center | 659 | Shop | 1 | Shop | 1 | 10 | AHU | N/A | Smoke detector | Central | N | N/A | NO | YES | NO | YES | NO | Stone | YES | N/A | 110V/220V/380V
95 | CCSD | DHAHRAN | JEBEL HEIGHT RECREATION UNIT | Office | JH Recreation | Jebel Heights | Jebel Height Facilites Center | JH-14 | office | N/A | office | 5 | 25 | Central | N/A | N/A | N/A | N/A | N/A | N/A | N/A | N/A | N/A | N/A | N/A | N/A | N/A | 110v / 220v
96 | CCSD | DHAHRAN | JEBEL HEIGHTS ROAD - SOCCER FIELD | Sports Fields | JH Recreation | Jebel Heights | Jebel Height Facilites Center | N/A | outdoor field | N/A | outdoor field | 5 | 600 | N/A | N/A | N/A | N/A | N/A | N/A | N/A | N/A | N/A | N/A | N/A | N/A | N/A | N/A | 110v / 220v
INDUSTRIAL AREA
96 | CCSD | DHAHRAN | KENNEL CLUB EXTENSION |  |  | Industrial Area
96 | CCSD | DHAHRAN | TAXI STATION |  |  | Industrial Area
99 | CCSD | DHAHRAN | BLDG-3300 NORTH PARK (CONCESSION) | Food & Beverage | Concession | Industrial Area | Midra Area | 3300 | Restaurant | 1 | Restaurant | 1 | 276 | AHU& Split | N/A | Smoke detector | Central | N | N/A | YES | YES | YES | NO | NO | Wooden | YES | N/A | 110V/220V
100 | CCSD | DHAHRAN | AL MIDRA OUTDOOR GYM -1 | Fitness Gym | Recreation | Industrial Area | Midra Area | 3305 | Gym 1 | N/A | Gym 1 | 1 | 60 | N/A | N/A | N/A | N/A | N/A | N/A | N/A | Yes | N/A | Yes | N/A | N/A | N/A | N/A | N/A
101 | CCSD | DHAHRAN | AL MIDRA OUTDOOR GYM -2 | Fitness Gym | Recreation | Industrial Area | Midra Area | 3305 | Gym 2 | N/A | Gym 2 | 1 | 50 | N/A | N/A | N/A | N/A | N/A | N/A | N/A | Yes | N/A | Yes | N/A | N/A | N/A | N/A | N/A
102 | CCSD | DHAHRAN | AL MIDRA OUTDOOR PLAZA | Others | Recreation | Industrial Area | Midra Area | 3305 | outdoor Plaza | N/A | outdoor Plaza | 1 | 40 | N/A | N/A | N/A | N/A | N/A | N/A | N/A | Yes | N/A | Yes | N/A | N/A | N/A | N/A | N/A
103 | CCSD | DHAHRAN | AL MIDRA MAIN SOCCER FIELD | Sports Fields | Recreation | Industrial Area | Midra Area | No Bldg # | soccer field | N/A | soccer field | 1 | 110 | N/A | N/A | N/A | N/A | N/A | N/A | N/A | Yes | N/A | Yes | N/A | N/A | N/A | N/A | N/A
104 | CCSD | DHAHRAN | AL MIDRA SECONDARY SOCCER FIELD | Sports Fields | Recreation | Industrial Area | Midra Area | No Bldg # | soccer field | N/A | soccer field | 1 | 60 | N/A | N/A | N/A | N/A | N/A | N/A | N/A | Yes | N/A | Yes | N/A | N/A | N/A | N/A | N/A
105 | CCSD | DHAHRAN | AL MIDRA TENNIS COURT | Sports Courts | Recreation | Industrial Area | Midra Area | No Bldg # | Tennis court | N/A | Tennis court | 1 | 27 | N/A | N/A | N/A | N/A | N/A | N/A | N/A | Yes | N/A | Yes | N/A | N/A | N/A | N/A | N/A
106 | CCSD | DHAHRAN | AL MIDRA MALE FITNESS ROOM | Fitness Gym | Recreation | Industrial Area | Midra Area | 3329 | Male fitness room | N/A | Male fitness room | 1 | 348 | AHU | YES | Smoke Detector | AHU TYPE | N/A | N/A | N/A | Yes | N/A | N/A | Yes | Yes | Yes | N/A | 220V
107 | CCSD | DHAHRAN | AL MIDRA FEMALE FITNESS ROOM | Fitness Gym | Recreation | Industrial Area | Midra Area | 3329 | Female fitness room | N/A | Female fitness room | 1 | 278 | AHU | YES | Smoke Detector | AHU TYPE | N/A | N/A | N/A | Yes | N/A | N/A | Yes | Yes | Yes | N/A | 220V
108 | CCSD | DHAHRAN | AL MIDRA BASKETBALL COURT | Sports Courts | Recreation | Industrial Area | Midra Area | No Bldg # | basketball | N/A | basketball | 1 | 132 | AHU | YES | Smoke Detector | AHU TYPE | N/A | N/A | N/A | Yes | N/A | N/A | Yes | Yes | Yes | N/A | 220V
109 | CCSD | DHAHRAN | BLDG 3097A, ROADS INSPT, OLD ABQ ROAD |  |  | Industrial Area | Old Abqaiq Road | 3097A
110 | CCSD | DHAHRAN | BLDG 3097B, ROADS INSPT, OLD ABQ ROAD |  |  | Industrial Area | Old Abqaiq Road | 3097B
111 | CCSD | DHAHRAN | BLDG 3185A, BUFFER STOCK, OLD ABQ ROAD |  |  | Industrial Area | Old Abqaiq Road | 3185A
112 | CCSD | DHAHRAN | BLDG 3186C, WELDING SHOP, OLD ABQ ROAD | Services |  | Industrial Area | Old Abqaiq Road | 3185C
113 | CCSD | DHAHRAN | BLDG 3093, FIELD RPR, OLD ABQ ROAD |  |  | Industrial Area | Old Abqaiq Road | 3093
114 | CCSD | DHAHRAN | BLDG 3182, ROADS & CHED, OLD ABQ ROAD |  |  | Industrial Area | Old Abqaiq Road | 3182
115 | CCSD | DHAHRAN | BLDG 3183, BATTERY SHOP, OLD ABQ ROAD | Services |  | Industrial Area | Old Abqaiq Road | 3183
116 | CCSD | DHAHRAN | BLDG 3184, TIRE SHOP, OLD ABQ ROAD | Services |  | Industrial Area | Old Abqaiq Road | 3184
117 | CCSD | DHAHRAN | BLDG 3187, LUNCH ROOM, OLD ABQ ROAD | Food & Beverage |  | Industrial Area | Old Abqaiq Road | 3187
118 | CCSD | DHAHRAN | BLDG 3188, MOSQUE, OLD ABQ ROAD | Mosque |  | Industrial Area | Old Abqaiq Road | 3188
119 | CCSD | DHAHRAN | BLDG 3189, RHED ADMIN, OLD ABQ ROAD | Office |  | Industrial Area | Old Abqaiq Road | 3189
120 | CCSD | DHAHRAN | CATD, Dh. Company Gas Stn. |  |  | Industrial Area
121 | CCSD | DHAHRAN | AC UNITS FOR MSSD ADMIN OFFICES |  |  | Industrial Area
122 | CCSD | DHAHRAN | AC UNITS FOR DSD ADMIN OFFICES |  |  | Industrial Area
123 | CCSD | DHAHRAN | CATD Passenger Svcs (Mejestic Office) |  |  | Industrial Area
124 | CCSD | DHAHRAN | CATD, Dhahran Bus Terminal |  |  | Industrial Area
125 | CCSD | DHAHRAN | TMD, Show Room DH |  |  | Industrial Area
126 | CCSD | DHAHRAN | TMD, Warehouse Rotables DH TD Yard |  |  | Industrial Area
127 | CCSD | DHAHRAN | DHAHRAN, COMMUNITY EQUIPMENT A/C |  |  | Industrial Area
128 | CCSD | DHAHRAN | CT&TSD, Driver's Waiting Room DH |  |  | Industrial Area
129 | CCSD | DHAHRAN | CT&TSD, Prayer Shelter/Hammam DH TD Yard |  |  | Industrial Area
130 | CCSD | DHAHRAN | TMD, Wash/Steam Rack DH |  |  | Industrial Area
131 | CCSD | DHAHRAN | TMD, Lube Rack,DH |  |  | Industrial Area
132 | CCSD | DHAHRAN | CATD, Office for Fuel Station DH |  |  | Industrial Area
133 | CCSD | DHAHRAN | Off Road Tool Room, CT&TSD |  |  | Industrial Area
134 | CCSD | DHAHRAN | TMD, Metal Tire Shop DHAHRAN. |  |  | Industrial Area
135 | CCSD | DHAHRAN | TE&SD, TD Admin. Bldg. Old Abq. Road DH. |  |  | Industrial Area
136 | CCSD | DHAHRAN | TE&SD, Store Room, (Portable) |  |  | Industrial Area
137 | CCSD | DHAHRAN | TMD, Heavy Vehicle Maint. DH |  |  | Industrial Area
138 | CCSD | DHAHRAN | TMD, Light & Medium Vehicle Maint. DH |  |  | Industrial Area
139 | CCSD | DHAHRAN | TMD, Prayer Shelter & Hammam DH |  |  | Industrial Area
140 | CCSD | DHAHRAN | TMD, Inspection Office DH |  |  | Industrial Area
141 | CCSD | DHAHRAN | TMD, Gate House DH |  |  | Industrial Area
142 | CCSD | DHAHRAN | TMD, Sand Blast & Paint Shop, DH |  |  | Industrial Area
143 | CCSD | DHAHRAN | CATD, Minor Repair Facility |  |  | Industrial Area
144 | CCSD | DHAHRAN | CT&TSD, CT&TSD Main Bldg. CCY DH |  |  | Industrial Area
145 | CCSD | DHAHRAN | CT&TSD, Musalla & Hammam, CCY, DH |  |  | Industrial Area
146 | CCSD | DHAHRAN | CT&TSD, Contractor Dirvers Bldg. CCY DH |  |  | Industrial Area
147 | CCSD | DHAHRAN | CATD Offices |  |  | Industrial Area
148 | CCSD | DHAHRAN | CATD, Inspection Control Off. |  |  | Industrial Area
149 | CCSD | DHAHRAN | CT&TSD, CCY Guard House |  |  | Industrial Area
150 | CCSD | DHAHRAN | CT&TSD, Off Road Cargo Unit DH |  |  | Industrial Area
151 | CCSD | DHAHRAN | Disaster Control Bldg |  |  | Industrial Area
152 | CCSD | DHAHRAN | EQUIPMENT MAINTENANCE |  |  | Industrial Area
153 | CCSD | DHAHRAN | STORE-11 DPC 133 LABORATORY |  |  | Industrial Area
154 | CCSD | DHAHRAN | MEDICAL STORAGE AREA 58 YARD |  |  | Industrial Area
155 | CCSD | DHAHRAN | STATIONERY STORAGE AREA 59 YARD |  |  | Industrial Area
156 | CCSD | DHAHRAN | GAS CYLINDER STORAGE |  |  | Industrial Area
157 | CCSD | DHAHRAN | GENERAL STORAGE |  |  | Industrial Area
158 | CCSD | DHAHRAN | AIR CARGO UNIT WAREHOUSE DLS (BLDG 1987) |  |  | Industrial Area
159 | CCSD | DHAHRAN | LONG TERM STORAGE & WORKSHOP, RSED |  |  | Industrial Area
160 | CCSD | DHAHRAN | RS TRUCK DISPATCH SHELTER |  |  | Industrial Area
161 | CCSD | DHAHRAN | HAZARDOUS CHEMICAL STORAGE WAREHOUSE |  |  | Industrial Area
162 | CCSD | DHAHRAN | GAS CYLINDER BREAK ROOM/OFFICE |  |  | Industrial Area
163 | CCSD | DHAHRAN | MEDICAL AND STATIONARY STORE S-5-1/S-5-2 |  |  | Industrial Area
164 | CCSD | DHAHRAN | CHILL FREEZE WAREHOUSE |  |  | Industrial Area
165 | CCSD | DHAHRAN | DHAHRAN DMSC SHOPSTOCK SAG SCHOOL |  |  | Industrial Area
166 | CCSD | DHAHRAN | PARTS STORAGE WAREHOUSE |  |  | Industrial Area
167 | CCSD | DHAHRAN | GENERAL WAREHOUSE |  |  | Industrial Area
168 | CCSD | DHAHRAN | EQUIPMENT OFFICE, RSED |  |  | Industrial Area
169 | CCSD | DHAHRAN | GENERAL STORES OFFICE |  |  | Industrial Area
170 | CCSD | DHAHRAN | HAZARDOUS MATERIALS UNIT OFFICE |  |  | Industrial Area
171 | CCSD | DHAHRAN | ADMINISTRATION DM&LD MSB |  |  | Industrial Area
172 | CCSD | DHAHRAN | STOREHOUSE PVC SUNSHELTER |  |  | Industrial Area
173 | CCSD | DHAHRAN | RECEIVING/SHIPPING AREA-AIR CARGO UNIT |  |  | Industrial Area
174 | CCSD | DHAHRAN | CLAIMS SUNSHELTER, BAR CUTTING SHELTER |  |  | Industrial Area
175 | CCSD | DHAHRAN | DRILLING SUNSHELTER |  |  | Industrial Area
176 | CCSD | DHAHRAN | ADMIN EQUIPMENT OFFICE - RSED |  |  | Industrial Area
177 | CCSD | DHAHRAN | DRILLING WAREHOUSE |  |  | Industrial Area
178 | CCSD | DHAHRAN | GAS TESTING & RESEARCH LABORATORY, R&D |  |  | Industrial Area
179 | CCSD | DHAHRAN | FIELD MAINTENANCE UNIT BLDG |  |  | Industrial Area
180 | CCSD | DHAHRAN | QUALITY ASSURANCE LAB/OFFICES/RSED |  |  | Industrial Area
181 | CCSD | DHAHRAN | CENTRAL AREA STOREHOUSE |  |  | Industrial Area
182 | CCSD | DHAHRAN | PORTABLE OFFICE, CABLE YARD |  |  | Industrial Area
183 | CCSD | DHAHRAN | EQUIPMENT MAINTENANCE COMMUNITY SEC |  |  | Industrial Area
184 | CCSD | DHAHRAN | DUTY MATERIAL OFFICE |  |  | Industrial Area
185 | CCSD | DHAHRAN | OFFICE SERVICES FURNITURE |  |  | Industrial Area
186 | CCSD | DHAHRAN | HAMMAM, CABLE YARD |  |  | Industrial Area
187 | CCSD | DHAHRAN | FIRE WATER BOOSTER PUMP HOUSE STATION |  |  | Industrial Area
188 | CCSD | DHAHRAN | CENTRAL AREA STOREHOUSE & MTD BUILD |  |  | Industrial Area
189 | CCSD | DHAHRAN | SECURITY AND MTD BUILDING |  |  | Industrial Area
190 | CCSD | DHAHRAN | MTD BUILDING ARAMCO OVERSEAS COMPANY |  |  | Industrial Area
191 | CCSD | DHAHRAN | MATERIALS DISTRIBUTION CENTER R&SED |  |  | Industrial Area
192 | CCSD | DHAHRAN | FLAMMABLE CHEMICAL SUNSHELTER |  |  | Industrial Area
193 | CCSD | DHAHRAN | AREA-13 - TO BE DEMOLISHED |  |  | Industrial Area
194 | CCSD | DHAHRAN | AREA-23 OFFICES |  |  | Industrial Area
195 | CCSD | DHAHRAN | PORTABLE |  |  | Industrial Area
196 | CCSD | DHAHRAN | PORTABLE |  |  | Industrial Area
197 | CCSD | DHAHRAN | TIRE STORAGE |  |  | Industrial Area
198 | CCSD | DHAHRAN | MUSALLA |  |  | Industrial Area
199 | CCSD | DHAHRAN | KELLY CLOSURE (NOW 57) |  |  | Industrial Area
200 | CCSD | DHAHRAN | YARD MUSALLA |  |  | Industrial Area
201 | CCSD | DHAHRAN | AREA-58 |  |  | Industrial Area
202 | CCSD | DHAHRAN | AREA-59 |  |  | Industrial Area
203 | CCSD | DHAHRAN | AREA-62 |  |  | Industrial Area
204 | CCSD | DHAHRAN | AREA-64 |  |  | Industrial Area
205 | CCSD | DHAHRAN | AREA-65 |  |  | Industrial Area
206 | CCSD | DHAHRAN | HAMMAM |  |  | Industrial Area
207 | CCSD | DHAHRAN | AREA-72 COMBINED MUSALLA & HAMMAM |  |  | Industrial Area
208 | CCSD | DHAHRAN | HAMMAM |  |  | Industrial Area
209 | CCSD | DHAHRAN | AREA 76 |  |  | Industrial Area
210 | CCSD | DHAHRAN | AREA-77 |  |  | Industrial Area
211 | CCSD | DHAHRAN | AREA-78 LUMBER SUNSHELTERS |  |  | Industrial Area
212 | CCSD | DHAHRAN | AREA-79 |  |  | Industrial Area
213 | CCSD | DHAHRAN | MUSALLA |  |  | Industrial Area
214 | CCSD | DHAHRAN | DPC 105 |  |  | Industrial Area
215 | CCSD | DHAHRAN | DPC-108 BEHIND BDLG 1990 |  |  | Industrial Area
216 | CCSD | DHAHRAN | DPC 110 |  |  | Industrial Area
217 | CCSD | DHAHRAN | DPC 156 |  |  | Industrial Area
218 | CCSD | DHAHRAN | DPC 165 (NOW DPC-184) |  |  | Industrial Area
219 | CCSD | DHAHRAN | DCP 280 (RCHSF DISPOSAL AREA) |  |  | Industrial Area
220 | CCSD | DHAHRAN | DCP 285 |  |  | Industrial Area
221 | CCSD | DHAHRAN | DCP 884 |  |  | Industrial Area
222 | CCSD | DHAHRAN | FAC. MAINT. UNIT MUSALLA |  |  | Industrial Area
223 | CCSD | DHAHRAN | LONG TERM STORAGE |  |  | Industrial Area
224 | CCSD | DHAHRAN | DRILLING MATRL'S WAREHOUSE |  |  | Industrial Area
225 | CCSD | DHAHRAN | AVIATION STORAGE |  |  | Industrial Area
226 | CCSD | DHAHRAN | DUTY MATERIALMAN OFFICE |  |  | Industrial Area
227 | CCSD | DHAHRAN | SEWER LIFT STATION LS1 |  |  | Industrial Area
228 | CCSD | DHAHRAN | SEWER LIFT STATION LS2 |  |  | Industrial Area
229 | CCSD | DHAHRAN | EQUIPMENT UNIT |  |  | Industrial Area
230 | CCSD | DHAHRAN | SHIPPING UNIT |  |  | Industrial Area
231 | CCSD | DHAHRAN | OIL LABORATORY BUILDING |  |  | Industrial Area
232 | CCSD | DHAHRAN | ENGINEERING BUILDING |  |  | Industrial Area
233 | CCSD | DHAHRAN | CORE AREA U-DRIVE |  |  | Industrial Area
234 | CCSD | DHAHRAN | LABORATORY BUILDING |  |  | Industrial Area
235 | CCSD | DHAHRAN | NEW MAIN ADMIN BLDG. |  |  | Industrial Area
236 | CCSD | DHAHRAN | LABORATORY OFFICES |  |  | Industrial Area
237 | CCSD | DHAHRAN | EXPEC BUILDING |  |  | Industrial Area
238 | CCSD | DHAHRAN | TOWER BUILDING |  |  | Industrial Area
239 | CCSD | DHAHRAN | TOWER COMPUTER ANNEX |  |  | Industrial Area
240 | CCSD | DHAHRAN | ADMINISTRATION BUILDING - EAST |  |  | Industrial Area
241 | CCSD | DHAHRAN | ADMINISTRATION BUILDING - NORTH |  |  | Industrial Area
242 | CCSD | DHAHRAN | ADMINISTRATION BUILDING - SOUTH |  |  | Industrial Area
243 | CCSD | DHAHRAN | ENGINEERING BLDG SNACK BAR |  |  | Industrial Area
244 | CCSD | DHAHRAN | EXPEC COMPUTER CENTER |  |  | Industrial Area
245 | CCSD | DHAHRAN | EXPEC BLDG SNACK BAR |  |  | Industrial Area
246 | CCSD | DHAHRAN | CORE AREA MUSALLA |  |  | Industrial Area
247 | CCSD | DHAHRAN | MUSALLA NEAR MAIN ADMIN |  |  | Industrial Area
248 | CCSD | DHAHRAN | TURNSTILE |  |  | Industrial Area
249 | CCSD | DHAHRAN | TOWER BUILDING AC PLANT |  |  | Industrial Area
250 | CCSD | DHAHRAN | CUT LUMBER |  |  | Industrial Area
251 | CCSD | DHAHRAN | UPSTREAM PROFESSIONAL DEVELOPMENT CENTER |  |  | Industrial Area
252 | CCSD | DHAHRAN | DOB FURNITURE WAREHOUSE D |  |  | Industrial Area
253 | CCSD | DHAHRAN | DOB FURNITURE WAREHOUSE C |  |  | Industrial Area
254 | CCSD | DHAHRAN | CIVIL AFFAIRS BUILDING |  |  | Industrial Area
255 | CCSD | DHAHRAN | NEW DHAHRAN HEIGHT PORTABLE |  |  | Industrial Area
256 | CCSD | DHAHRAN | BLDG 2287 R&D CENTER |  |  | Industrial Area
257 | CCSD | DHAHRAN | Research & Development Center |  |  | Industrial Area
258 | CCSD | DHAHRAN | BLDG 2291 R&D CENTER |  |  | Industrial Area
259 | CCSD | DHAHRAN | BLDG 2292 R&D CENTER UTILITY |  |  | Industrial Area
260 | CCSD | DHAHRAN | BLDG 2296 R&D CENTER |  |  | Industrial Area
261 | CCSD | DHAHRAN | BLDG 2297 R&D CENTER |  |  | Industrial Area
262 | CCSD | DHAHRAN | BLDG 2298 R&D CENTER |  |  | Industrial Area
263 | CCSD | DHAHRAN | PORTABLE # 1, JSTD |  |  | Industrial Area
264 | CCSD | DHAHRAN | PLACEMENT TESTING |  |  | Industrial Area
265 | CCSD | DHAHRAN | PORTABLE 18, ITC NORTH DH |  |  | Industrial Area
266 | CCSD | DHAHRAN | PASSPORT OFFICE ENTRANCE 9136 (SECURITY) |  |  | Industrial Area
267 | CCSD | DHAHRAN | GUARD HOUSE #2 |  |  | Industrial Area
268 | CCSD | DHAHRAN | NORTH ITC DPC |  |  | Industrial Area
269 | CCSD | DHAHRAN | CHLORINE BUILDING |  |  | Industrial Area
270 | CCSD | DHAHRAN | SPECIAL TRAINING CENTER |  |  | Industrial Area
271 | CCSD | DHAHRAN | MANAGEMENT TRAINING CENTER |  |  | Industrial Area
272 | CCSD | DHAHRAN | MANAGEMENT PROFESSIONAL EDUC |  |  | Industrial Area
273 | CCSD | DHAHRAN | OPERATIONS BUILDING |  |  | Industrial Area
274 | CCSD | DHAHRAN | MUSALLAH |  |  | Industrial Area
275 | CCSD | DHAHRAN | WESTSIDE SPRAYFIELD CNTRL BLDG. |  |  | Industrial Area
276 | CCSD | DHAHRAN | OIL & GREASE STORAGE BLDG. |  |  | Industrial Area
277 | CCSD | DHAHRAN | UTILITY BUILDING |  |  | Industrial Area
278 | CCSD | DHAHRAN | ARAMCO TRAINING CENTER |  |  | Industrial Area
279 | CCSD | DHAHRAN | BLDG 9111 JOB SKILLS TRAINING CENTER |  |  | Industrial Area
280 | CCSD | DHAHRAN | BLDG 9112 JOB SKILLS TRAINING CENTER |  |  | Industrial Area
281 | CCSD | DHAHRAN | BLDG 9113 JOB SKILLS TRAINING CENTER |  |  | Industrial Area
282 | CCSD | DHAHRAN | INDUSTRIAL TRAINING CENTER |  |  | Industrial Area
283 | CCSD | DHAHRAN | BLDG 9117 PDD TRAINING CABLE SPLICING RM |  |  | Industrial Area
284 | CCSD | DHAHRAN | BLDG 9118 PDD TRAINING SWITCHGEAR RM |  |  | Industrial Area
285 | CCSD | DHAHRAN | SNACK BAR |  |  | Industrial Area
286 | CCSD | DHAHRAN | SAUDI TECH DEV PROGRAM |  |  | Industrial Area
287 | CCSD | DHAHRAN | PERSONNEL DEPARTMENT (DH NORTH) |  |  | Industrial Area
288 | CCSD | DHAHRAN | CONTRACTING AND SECURITY |  |  | Industrial Area
289 | CCSD | DHAHRAN | GUARDHOUSE #1 |  |  | Industrial Area
290 | CCSD | DHAHRAN | GUARDHOUSE #3 |  |  | Industrial Area
291 | CCSD | DHAHRAN | AC SIMULATOR PLANT |  |  | Industrial Area
292 | CCSD | DHAHRAN | SHREDDER ROOM |  |  | Industrial Area
293 | CCSD | DHAHRAN | 1000 MAN DINNER |  |  | Industrial Area
294 | CCSD | DHAHRAN | ATC AC PLANTS |  |  | Industrial Area
295 | CCSD | DHAHRAN | ITC |  |  | Industrial Area
296 | CCSD | DHAHRAN | F350 |  |  | Industrial Area
297 | CCSD | DHAHRAN | FLEXIVAN 2 |  |  | Industrial Area
298 | CCSD | DHAHRAN | FLEXIVAN 3 |  |  | Industrial Area
299 | CCSD | DHAHRAN | FLEXIVAN 4 |  |  | Industrial Area
300 | CCSD | DHAHRAN | FLEXIVAN 5 |  |  | Industrial Area
301 | CCSD | DHAHRAN | FLEXIVAN 6 |  |  | Industrial Area
302 | CCSD | DHAHRAN | FLEXIVAN 7 |  |  | Industrial Area
303 | CCSD | DHAHRAN | FLEXIVAN 8 |  |  | Industrial Area
304 | CCSD | DHAHRAN | FLEXIVAN 9 |  |  | Industrial Area
305 | CCSD | DHAHRAN | FLEXIVAN 10 |  |  | Industrial Area
306 | CCSD | DHAHRAN | FLEXIVAN 11 |  |  | Industrial Area
307 | CCSD | DHAHRAN | FLEXIVAN 12 |  |  | Industrial Area
308 | CCSD | DHAHRAN | FLEXIVAN 13 |  |  | Industrial Area
309 | CCSD | DHAHRAN | FLEXIVAN 14 |  |  | Industrial Area
310 | CCSD | DHAHRAN | FLEXIVAN 15 |  |  | Industrial Area
311 | CCSD | DHAHRAN | FLEXIVAN 16 |  |  | Industrial Area
312 | CCSD | DHAHRAN | LIP, BEHIND BLDG 3132 |  |  | Industrial Area
313 | CCSD | DHAHRAN | Special Project No 1. |  |  | Industrial Area
314 | CCSD | DHAHRAN | PUBLIC HAMMAM BLDG #3060 |  |  | Industrial Area
315 | CCSD | DHAHRAN | TV FM RADIO NEAR BLDG 9134 |  |  | Industrial Area
316 | CCSD | DHAHRAN | LIP MOSQUE |  |  | Industrial Area
317 | CCSD | DHAHRAN | MUSALLA, LIP NEAR BLDG 215 |  |  | Industrial Area
318 | CCSD | DHAHRAN | AAI/ HUSAINI/ LOCKSMITH |  |  | Industrial Area
319 | CCSD | DHAHRAN | PRINT SHOP |  |  | Industrial Area
320 | CCSD | DHAHRAN | COMPUTER TRAINING |  |  | Industrial Area
321 | CCSD | DHAHRAN | GUEST SERVICES DIVISION STORAGE |  |  | Industrial Area
322 | CCSD | DHAHRAN | HIGH FREQ. TRANSMITTER |  |  | Industrial Area
323 | CCSD | DHAHRAN | IT WAREHOUSE |  |  | Industrial Area
324 | CCSD | DHAHRAN | HOBBY SHOP |  |  | Industrial Area
325 | CCSD | DHAHRAN | NEW MEDIA CENTER |  |  | Industrial Area
326 | CCSD | DHAHRAN | ICE PLANT |  |  | Industrial Area
327 | CCSD | DHAHRAN | 3060 COMPLEX |  |  | Industrial Area
328 | CCSD | DHAHRAN | SURVEYING SERVICES COMMUNITY PROJECT |  |  | Industrial Area
329 | CCSD | DHAHRAN | PETROLEUM ENGINEERING |  |  | Industrial Area
330 | CCSD | DHAHRAN | COMMUNITY PROJECTS |  |  | Industrial Area
331 | CCSD | DHAHRAN | BSIP PROJECT TEAM BLDG |  |  | Industrial Area
332 | CCSD | DHAHRAN | SURVEYING SERVICES/COMM ENG'G |  |  | Industrial Area
333 | CCSD | DHAHRAN | SURVEYING SVCS DIVISION |  |  | Industrial Area
334 | CCSD | DHAHRAN | SURVEY YARD |  |  | Industrial Area
335 | CCSD | DHAHRAN | SURVEYING SVCS DIVISION OFFICE |  |  | Industrial Area
336 | CCSD | DHAHRAN | RECORDS STORAGE VAULT |  |  | Industrial Area
337 | CCSD | DHAHRAN | SCADA PROJECTS |  |  | Industrial Area
338 | CCSD | DHAHRAN | CC&OSD |  |  | Industrial Area
339 | CCSD | DHAHRAN | FURNITURE WAREHOUSE |  |  | Industrial Area
340 | CCSD | DHAHRAN | OFFICES SERVICES BLDG |  |  | Industrial Area
341 | CCSD | DHAHRAN | COMMUNICATIONS BLDG |  |  | Industrial Area
342 | CCSD | DHAHRAN | PHOTOLAB |  |  | Industrial Area
343 | CCSD | DHAHRAN | MAIN USER COMMUNICATION |  |  | Industrial Area
344 | CCSD | DHAHRAN | COMMUNITY SERVICES DIVISIONS |  |  | Industrial Area
345 | CCSD | DHAHRAN | COMMUNITY SERVICES SHOPS BUILDING |  |  | Industrial Area
346 | CCSD | DHAHRAN | STAR BUILDING |  |  | Industrial Area
347 | CCSD | DHAHRAN | PHOTO LABORATORY |  |  | Industrial Area
348 | CCSD | DHAHRAN | PHONE MAINT. FACILITY |  |  | Industrial Area
349 | CCSD | DHAHRAN | TRAINING FACILITY, COMMS |  |  | Industrial Area
350 | CCSD | DHAHRAN | MUSALLA |  |  | Industrial Area
351 | CCSD | DHAHRAN | RADIO & DATA MAINT. COMMS |  |  | Industrial Area
352 | CCSD | DHAHRAN | RADIO & MAINT, COMMS |  |  | Industrial Area
353 | CCSD | DHAHRAN | MUSALLA |  |  | Industrial Area
354 | CCSD | DHAHRAN | COMMUNICATION STORE |  |  | Industrial Area
355 | CCSD | DHAHRAN | RECORDS STORAGE CENTER |  |  | Industrial Area
356 | CCSD | DHAHRAN | WELL SAMPLES & LAB |  |  | Industrial Area
357 | CCSD | DHAHRAN | BUILDING 8013 |  |  | Industrial Area
358 | CCSD | DHAHRAN | TV FM RADIO TRANSMI BLDG |  |  | Industrial Area
359 | CCSD | DHAHRAN | PDSTAN ENTRANCE GRD. HSE |  |  | Industrial Area
360 | CCSD | DHAHRAN | CABLE TV BUILDING |  |  | Industrial Area
361 | CCSD | DHAHRAN | PORTABLE 2 LOWER COMPD. |  |  | Industrial Area
362 | CCSD | DHAHRAN | PORTABLE 4 LOWER COMPD. |  |  | Industrial Area
363 | CCSD | DHAHRAN | FLEXIVAN 1 LOWER COMPD. |  |  | Industrial Area
364 | CCSD | DHAHRAN | DH CEMETERY GROUNDS |  |  | Industrial Area
365 | CCSD | DHAHRAN | BAJJASH YARD |  |  | Industrial Area
366 | CCSD | DHAHRAN | CHLORINE STATION, ZONE-3 |  |  | Industrial Area
367 | CCSD | DHAHRAN | BLDG 3300 NORTH PARK |  |  | Industrial Area
368 | CCSD | DHAHRAN | BLDG 3301 NORTH PARK |  |  | Industrial Area
369 | CCSD | DHAHRAN | BLDG 3302 NORTH PARK |  |  | Industrial Area
370 | CCSD | DHAHRAN | BLDG 3305 NORTH PARK CAFETERIA |  |  | Industrial Area
371 | CCSD | DHAHRAN | BLDG 3306 NORTH PARK CHILLER PLANT |  |  | Industrial Area
372 | CCSD | DHAHRAN | DPC-163 SECURITY |  |  | Industrial Area
373 | CCSD | DHAHRAN | COMMON CARRIER (17) |  |  | Industrial Area
374 | CCSD | DHAHRAN | PORTABLE 0742 PIPELINES PROJ DEPT |  |  | Industrial Area
375 | CCSD | DHAHRAN | TRANSPORTATION FACILITY DPC-881 |  |  | Industrial Area
376 | CCSD | DHAHRAN | DPC-915 |  |  | Industrial Area
377 | CCSD | DHAHRAN | MUSALLA |  |  | Industrial Area
378 | CCSD | DHAHRAN | PORTABLE OFFICE, AUCTION YRD RAMADA ARE J004 483200 6PX 6PX J001 DHA |  |  | Industrial Area
379 | CCSD | DHAHRAN | CONSOLIDATE WPY OFFICES |  |  | Industrial Area
380 | CCSD | DHAHRAN | FURNITURE WAREHOUSE RECLAMATION |  |  | Industrial Area
381 | CCSD | DHAHRAN | FABRICATION AND VALVE SHOPS |  |  | Industrial Area
382 | CCSD | DHAHRAN | RECORDS STORAGE ROOM |  |  | Industrial Area
383 | CCSD | DHAHRAN | RECLAMATION AND STORING ISSUE |  |  | Industrial Area
384 | CCSD | DHAHRAN | RECLAMATION, RECORD CONTROL |  |  | Industrial Area
385 | CCSD | DHAHRAN | RECORDS OFFICE |  |  | Industrial Area
386 | CCSD | DHAHRAN | RECEIVING OFFICE |  |  | Industrial Area
387 | CCSD | DHAHRAN | MACHINE CARPENTRY SHOPS |  |  | Industrial Area
388 | CCSD | DHAHRAN | PALLET FABRICATION SHOPS |  |  | Industrial Area
389 | CCSD | DHAHRAN | BOX CLEANING SHOPS |  |  | Industrial Area
390 | CCSD | DHAHRAN | ARAMCO SVCS CNTR, PWR DIST |  |  | Industrial Area
391 | CCSD | DHAHRAN | CENTRAL TRAINING OFFICE |  |  | Industrial Area
392 | CCSD | DHAHRAN | DRIVER TRAINING & HVY EQPT |  |  | Industrial Area
393 | CCSD | DHAHRAN | DRILLING & WORK OVER BLDG. |  |  | Industrial Area
394 | CCSD | DHAHRAN | PDD OFFICE |  |  | Industrial Area
395 | CCSD | DHAHRAN | MAIN OFFICE |  |  | Industrial Area
396 | CCSD | DHAHRAN | WAREHOUSE #1 |  |  | Industrial Area
397 | CCSD | DHAHRAN | WAREHOUSE #2 |  |  | Industrial Area
398 | CCSD | DHAHRAN | SHIPPING OFFICE |  |  | Industrial Area
399 | CCSD | DHAHRAN | SUNSHELTER 3 |  |  | Industrial Area
400 | CCSD | DHAHRAN | PROJ MATRLS UNIT/RECEIVING |  |  | Industrial Area
401 | CCSD | DHAHRAN | HAMMAM |  |  | Industrial Area
402 | CCSD | DHAHRAN | PROJECT MATERIALS UNIT |  |  | Industrial Area
403 | CCSD | DHAHRAN | SUNSHELTER 1 |  |  | Industrial Area
404 | CCSD | DHAHRAN | SUNSHELTER 2 |  |  | Industrial Area
405 | CCSD | DHAHRAN | TRANSPORTATION MATERIALS DIVISION |  |  | Industrial Area
406 | CCSD | DHAHRAN | COMMUNICATION BUILDING |  |  | Industrial Area
407 | CCSD | DHAHRAN | ADMIN AND TRAINING BLDG, OLD ABQ ROAD |  |  | Industrial Area
408 | CCSD | DHAHRAN | CLASSROOM/OFFICE, FIRE TRAINING OLD ABQ J004 465511 6PW 6PW J001 DHA |  |  | Industrial Area
409 | CCSD | DHAHRAN | OFFICE PORTABLE BUILDING |  |  | Industrial Area
410 | CCSD | DHAHRAN | MCC BLDG, OLD ABQ ROAD |  |  | Industrial Area
411 | CCSD | DHAHRAN | FIRE EQUIPMENT WAREHOUSE, OLD ABQ OAD |  |  | Industrial Area
412 | CCSD | DHAHRAN | TRAILER PARKING SHELTER, OLD ABQ ROAD |  |  | Industrial Area
413 | CCSD | DHAHRAN | SMOKE BLDG, OLD ABQ ROAD |  |  | Industrial Area
414 | CCSD | DHAHRAN | Pump House & Classroom |  |  | Industrial Area
415 | CCSD | DHAHRAN | Training Tower & Fire Building |  |  | Industrial Area
416 | CCSD | DHAHRAN | FOAM TESTING ENCLOSURE, OLD ABQ ROAD |  |  | Industrial Area
417 | CCSD | DHAHRAN | PUMP TESTING SUNSHADE, OLD ABQ ROAD |  |  | Industrial Area
418 | CCSD | DHAHRAN | COMMUNICATION YARD |  |  | Industrial Area
419 | CCSD | DHAHRAN | HIGH FREQUENCY RECEIVER |  |  | Industrial Area
420 | CCSD | DHAHRAN | ADMINISTRATION OFFICE RECLAMATION |  |  | Industrial Area
421 | CCSD | DHAHRAN | MESS ROOM |  |  | Industrial Area
422 | CCSD | DHAHRAN | SUNSHELTER SPRING STRUCTURE |  |  | Industrial Area
423 | CCSD | DHAHRAN | AUCTION OFFICE |  |  | Industrial Area
424 | CCSD | DHAHRAN | OLD ADMIN BLDG SURPLUS YARD |  |  | Industrial Area
425 | CCSD | DHAHRAN | LONG TERM STORAGE OFFICE |  |  | Industrial Area
426 | CCSD | DHAHRAN | LONG TERM STORAGE SUNSHELTER/SHOPS |  |  | Industrial Area
427 | CCSD | DHAHRAN | HAMMAM, SURPLUS YARD |  |  | Industrial Area
428 | CCSD | DHAHRAN | MOSQUE SURPLUS YARD |  |  | Industrial Area
429 | CCSD | DHAHRAN | RECLAMATION RECEIVING OFFICE |  |  | Industrial Area
430 | CCSD | DHAHRAN | MESS ROOM, RECEIVING RECLAMATION |  |  | Industrial Area
431 | CCSD | DHAHRAN | SUNSHELTER, RECEIVING RECLAMATION |  |  | Industrial Area
432 | CCSD | DHAHRAN | DPC-218 POWER DISTRIBUTION |  |  | Industrial Area
433 | CCSD | DHAHRAN | TWINS SUNSHELTER, CHEMICAL AREA 10 |  |  | Industrial Area
434 | CCSD | DHAHRAN | WORKSHOP 2 |  |  | Industrial Area
435 | CCSD | DHAHRAN | WORKSHOP 3 |  |  | Industrial Area
436 | CCSD | DHAHRAN | LIGHT VEHICLE ADMIN FENCIN |  |  | Industrial Area
437 | CCSD | DHAHRAN | INDUSTRIAL SECURITY TRAINING CENTER |  |  | Industrial Area
438 | CCSD | DHAHRAN | MAIN GATE#10 LIP AREA |  |  | Industrial Area
439 | CCSD | DHAHRAN | ADMIN BUILDING EAST |  |  | Industrial Area
440 | CCSD | DHAHRAN | Police Checkpoint Station # 1 |  |  | Industrial Area
441 | CCSD | DHAHRAN | Police Checkpoint Station # 2 |  |  | Industrial Area
442 | CCSD | DHAHRAN | Police Checkpoint Station # 3 |  |  | Industrial Area
443 | CCSD | DHAHRAN | Police Checkpoint Station # 40 |  |  | Industrial Area
444 | CCSD | DHAHRAN | Al-Mujahideen Camp at Old Abqaiq Road |  |  | Industrial Area
445 | CCSD | DHAHRAN | GOVERNMENT AFFAIRS AREA |  |  | Industrial Area
446 | CCSD | DHAHRAN | WEST GATE RAMADA HOTEL AREA |  |  | Industrial Area
447 | CCSD | DHAHRAN | MAIN GATE #3 DALLAH ROAD NORTH GATE |  |  | Industrial Area
448 | CCSD | DHAHRAN | MAIN GATE #4 NEAR FIRE STATION |  |  | Industrial Area
449 | CCSD | DHAHRAN | MAIN GATE #5 DHAHRAN HILLS |  |  | Industrial Area
450 | CCSD | DHAHRAN | MAIN GATE #6 MAIN CAMP |  |  | Industrial Area
451 | CCSD | DHAHRAN | MAIN GATE #8 DHAHRAN CAMP |  |  | Industrial Area
452 | CCSD | DHAHRAN | AR-RABIYAH WEST GATE |  |  | Industrial Area
453 | CCSD | DHAHRAN | AR-RABIYAH NORTH GATE |  |  | Industrial Area
454 | CCSD | DHAHRAN | MAIN GATE#15 OPPOSITE RAMADA HOTEL |  |  | Industrial Area
455 | CCSD | DHAHRAN | BULK PLANT MAIN GATE |  |  | Industrial Area
456 | CCSD | DHAHRAN | EAST PARK SECURITY GATE |  |  | Industrial Area
457 | CCSD | DHAHRAN | MAIN GATE #21 NEAR DHAHRAN AIRPORT |  |  | Industrial Area
458 | CCSD | DHAHRAN | DH NORTH ITC - NORTH/EAST GATE #22 |  |  | Industrial Area
459 | CCSD | DHAHRAN | DHAHRAN ITC VEH. GATE |  |  | Industrial Area
460 | CCSD | DHAHRAN | DHAHRAN ITC PED. GATE |  |  | Industrial Area
461 | CCSD | DHAHRAN | Passport Office Gate |  |  | Industrial Area
462 | CCSD | DHAHRAN | PDD SECURITY GATE |  |  | Industrial Area
463 | CCSD | DHAHRAN | ARAMCO OIL EXHIBIT GATE |  |  | Industrial Area
464 | CCSD | DHAHRAN | MSSD SECURITY GATE |  |  | Industrial Area
465 | CCSD | DHAHRAN | Core Area North Expec Bldg. |  |  | Industrial Area
466 | CCSD | DHAHRAN | CORE ARE NORTH TOWER |  |  | Industrial Area
467 | CCSD | DHAHRAN | CORE AREA SOUTH TOWER |  |  | Industrial Area
468 | CCSD | DHAHRAN | SOUTH OF LAB |  |  | Industrial Area
469 | CCSD | DHAHRAN | BLDG. 840 PERIMETER |  |  | Industrial Area
470 | CCSD | DHAHRAN | CORE AREA MAIN GATE |  |  | Industrial Area
471 | CCSD | DHAHRAN | DHAHRAN MAIN ENT. NEAR EMPLOYMENT OFFICE |  |  | Industrial Area
472 | CCSD | DHAHRAN | DH SCHOOL SEC GATE 46 IBIS ST. |  |  | Industrial Area
473 | CCSD | DHAHRAN | DH SCHOOL SEC GATE 3RD ST. |  |  | Industrial Area
474 | CCSD | DHAHRAN | LIP SHOPS FOR RADIO & COMM (NORTH GATE) |  |  | Industrial Area
475 | CCSD | DHAHRAN | LIP SHOPS FOR RADIO & COMM (SOUTH GATE) |  |  | Industrial Area
476 | CCSD | DHAHRAN | MSB PEDESTRIAL GATE |  |  | Industrial Area
477 | CCSD | DHAHRAN | AL-MUNIRAH MAIN GATE |  |  | Industrial Area
478 | CCSD | DHAHRAN | DOMESTIC CAMP GATE |  |  | Industrial Area
479 | CCSD | DHAHRAN | SECURITY GATE#60 OLD ABQAIQ ROAD |  |  | Industrial Area
480 | CCSD | DHAHRAN | DH HILLS SCHOOL SEC GATE 65 ARABIAN GULF |  |  | Industrial Area
481 | CCSD | DHAHRAN | DH HILLS SCHOOL SEC GATE 66 PARKING LOT |  |  | Industrial Area
482 | CCSD | DHAHRAN | NORTH PARK SECURITY GATE |  |  | Industrial Area
483 | CCSD | DHAHRAN | OLD RECORDS CENTER |  |  | Industrial Area
484 | CCSD | DHAHRAN | ISP&SSD STORE |  |  | Industrial Area
485 | CCSD | DHAHRAN | NEW SECURITY OFFICE |  |  | Industrial Area
486 | CCSD | DHAHRAN | MAINTENANCE STORAGE |  |  | Industrial Area
487 | CCSD | DHAHRAN | DH. HEALTH CENTER VEHICULAR GATE |  |  | Industrial Area
488 | CCSD | DHAHRAN | K-9 STORAGE |  |  | Industrial Area
489 | CCSD | DHAHRAN | EAST PARK CONTRACTOR GATE |  |  | Industrial Area
490 | CCSD | DHAHRAN | F12, SPECIAL UNIT |  |  | Industrial Area
491 | CCSD | DHAHRAN | F13, KENNEL BLOCK |  |  | Industrial Area
492 | CCSD | DHAHRAN | K-9 OFFICE -F11 |  |  | Industrial Area
493 | CCSD | DHAHRAN | Visitor Center Near Security Main Gate#1 |  |  | Industrial Area
494 | CCSD | DHAHRAN | Visitor Center Near Security Main Gate#6 |  |  | Industrial Area
495 | CCSD | DHAHRAN | Police Checkpoint Gate # 60 Old Abq Rd |  |  | Industrial Area
496 | CCSD | DHAHRAN | Visitor Center Security Main Gate # 17 |  |  | Industrial Area
497 | CCSD | DHAHRAN | Visitor Center in Main Gate # 40 |  |  | Industrial Area
498 | CCSD | DHAHRAN | ROADS MAINTENANCE EQUIPMENT FIELD OFFICE |  |  | Industrial Area
499 | CCSD | DHAHRAN | DINING AND MESS ROOM, WPY |  |  | Industrial Area
500 | CCSD | DHAHRAN | PORTABLE OFFICE, S&I #2 |  |  | Industrial Area
501 | CCSD | DHAHRAN | RECEIVING OFFICE, WPY |  |  | Industrial Area
502 | CCSD | DHAHRAN | S&I OFFICE #2, WPY |  |  | Industrial Area
503 | CCSD | DHAHRAN | SHIPPING OFFICE, WPY |  |  | Industrial Area
504 | CCSD | DHAHRAN | OLD RECEIVING OFFICE, WPY |  |  | Industrial Area
505 | CCSD | DHAHRAN | HAMMAM,OLD MTD YARD,WPY |  |  | Industrial Area
506 | CCSD | DHAHRAN | MUSSALA,MTD YARD, WPY |  |  | Industrial Area
507 | CCSD | DHAHRAN | HANGAR WORKSHOP,MTD YARD,WPY |  |  | Industrial Area
508 | CCSD | DHAHRAN | WEST PIPE YARD |  |  | Industrial Area
509 | CCSD | DHAHRAN | DPC-101 MAIN YARD |  |  | Industrial Area
510 | CCSD | DHAHRAN | SUNSHELTER |  |  | Industrial Area
511 | CCSD | DHAHRAN | BLDG 1730 PROJECTS INSPECTION |  |  | Industrial Area
512 | CCSD | DHAHRAN | BLDG 1731 PROJECTS INSPECTION |  |  | Industrial Area
513 | CCSD | DHAHRAN | BLDG 1732 PROJECTS INSPECTION |  |  | Industrial Area
514 | CCSD | DHAHRAN | BLDG 1733 PROJECTS INSPECTION |  |  | Industrial Area
515 | CCSD | DHAHRAN | BLDG 2201 WEST PARK |  |  | Industrial Area
516 | CCSD | DHAHRAN | BLDG 2202 WEST PARK |  |  | Industrial Area
517 | CCSD | DHAHRAN | BLDG 2203 WEST PARK |  |  | Industrial Area
518 | CCSD | DHAHRAN | BLDG #3071 BATHROOM |  |  | Industrial Area
519 | CCSD | DHAHRAN | BLDG NO-3073, RTU SHOP |  |  | Industrial Area
520 | CCSD | DHAHRAN | BLDG #3172, R/V & A/C SECTION |  |  | Industrial Area
521 | CCSD | DHAHRAN | BLDG #3173 MAINT SHOP |  |  | Industrial Area
522 | CCSD | DHAHRAN | BLDG #3174 CP SHOP |  |  | Industrial Area
523 | CCSD | DHAHRAN | BLDG #3175 ADMINSTRATION BUILDING |  |  | Industrial Area
524 | CCSD | DHAHRAN | BLDG #3176 HOTTAP & STOPPLE SHOP |  |  | Industrial Area
525 | CCSD | DHAHRAN | SARMU BLDG AT DHRN (ABQQ OLD ROAD) |  |  | Industrial Area
526 | CCSD | DHAHRAN | BOP REPAIR BUILDINGS |  |  | Industrial Area
527 | CCSD | DHAHRAN | DRSD BUILDINGS |  |  | Industrial Area
528 | CCSD | DHAHRAN | NORTHERN AREA PIPLINE DEPT. |  |  | Industrial Area
529 | CCSD | DHAHRAN | BAY-1, BAY-2 AND BAY-3 |  |  | Industrial Area
530 | CCSD | DHAHRAN | DHAHRAN AREA STORAGE YARD |  |  | Industrial Area
CORE AREA
1 | CCSD | DHAHRAN | EXPEC BLDG SNACK BAR (CONCESSIONS) | Food & Beverage | Concession | Core Area | Expec Area | 729 | Dining | 1 | Dining | 1 | 30 | AHU& Split | YES | Smoke detector | Central | N | N/A | YES | YES | YES | NO | NO | PVC & Glass | YES | N/A | 110V/220V
2 | CCSD | DHAHRAN | EXPEC BLDG BASEMENT (CONCESSIONS) | Food & Beverage | Concession | Core Area | Expec Area | 729 |  | 1 |  | 1 | 30 | AHU& Split | YES | Smoke detector | Central | N | N/A | YES | YES | YES | NO | NO | PVC & Glass | YES | N/A | 110V/220V/380V/480V
INDUSTRIAL AREA
533 | CCSD | DHAHRAN | SAUDI AMERICAN BANK |  |  | Others
534 | CCSD | DHAHRAN | SAUDI BRITISH BANK |  |  | Others
535 | CCSD | DHAHRAN | SAUDI FRENCH BANK |  |  | Others
536 | CCSD | DHAHRAN | SAUDI HOLLAND BANK |  |  | Others
537 | CCSD | DHAHRAN | DANAH PARK |  |  | Others
538 | CCSD | DHAHRAN | NEW MULTI-PURPOSE CENTER |  |  | Others
539 | CCSD | DHAHRAN | NEW EXHIBIT CENTER |  |  | Others
540 | CCSD | DHAHRAN | HAMMAM IN PLANT 58 DH PUMP STATION |  |  | Others
541 | CCSD | DHAHRAN | PLAZA CONFERENCE CENTER |  |  | Others
542 | CCSD | DHAHRAN | OLD ARAMCO GATE ON DALLAH ROAD |  |  | Others
543 | CCSD | DHAHRAN | OUTSIDE AREA OF GATE #2 |  |  | Others
544 | CCSD | DHAHRAN | PEARL MOSQUE PLAZA NEAR STATION #1 |  |  | Others
545 | CCSD | DHAHRAN | C&BMD PORTABLE#1 NEAR HEALTH CENTER |  |  | Others
546 | CCSD | DHAHRAN | DRINKING WATER PLANT |  |  | Others
547 | CCSD | DHAHRAN | BUILDING 7001 |  |  | Others
548 | CCSD | DHAHRAN | CAFETERIA |  |  | Others
549 | CCSD | DHAHRAN | SERVICE BUILDING |  |  | Others
550 | CCSD | DHAHRAN | MOSQUE |  |  | Others
551 | CCSD | DHAHRAN | EAST PARK#2 OLD ADMIN BLDG. |  |  | Others
552 | CCSD | DHAHRAN | EAST PARK #V008 |  |  | Others
553 | CCSD | DHAHRAN | SAFETY/SECURITY DEPARTMENT |  |  | Others
554 | CCSD | DHAHRAN | EAST PARK#4 PARTICIPATION |  |  | Others
555 | CCSD | DHAHRAN | WAREHOUSE HAUSERMAN PANEL |  |  | Others
556 | CCSD | DHAHRAN | EAST PARK #3 OLD ADMIN BLDG. |  |  | Others
557 | CCSD | DHAHRAN | MINISTRY OF PETROLEUM AND MINERALS |  |  | Others
558 | CCSD | DHAHRAN | INSPECTION TECHNOLOGY CENTER |  |  | Others
559 | CCSD | DHAHRAN | INSPECTION CENTER |  |  | Others
560 | CCSD | DHAHRAN | SUB-STATION #16 |  |  | Others
561 | CCSD | DHAHRAN | NEW SUB/STA # 18 |  |  | Others
562 | CCSD | DHAHRAN | SUB-STATION #40 |  |  | Others
563 | CCSD | DHAHRAN | SUB-STATION #20 |  |  | Others
564 | CCSD | DHAHRAN | SUB-STATION #6 |  |  | Others
565 | CCSD | DHAHRAN | SUB-STATION #35 |  |  | Others
566 | CCSD | DHAHRAN | SUB-STATION #8 |  |  | Others
567 | CCSD | DHAHRAN | SUB-STATION #10 |  |  | Others
568 | CCSD | DHAHRAN | SUB-STATION #1 |  |  | Others
569 | CCSD | DHAHRAN | SUB-STATION #2 |  |  | Others
570 | CCSD | DHAHRAN | SUB-STATION #5 |  |  | Others
571 | CCSD | DHAHRAN | SUB-STATION #7 |  |  | Others
572 | CCSD | DHAHRAN | SUB-STATION #9 |  |  | Others
573 | CCSD | DHAHRAN | SUB-STATION #15 |  |  | Others
574 | CCSD | DHAHRAN | SUB-STATION #17 |  |  | Others
575 | CCSD | DHAHRAN | SUB-STATION #3 |  |  | Others
576 | CCSD | DHAHRAN | PUBLIC HAMMAM SWEET GAS PLANT | Others | Others | Main camp
577 | CCSD | DHAHRAN | PUBLIC HAMMAM BLDG 115 LADIES | Others | Others | Main camp
578 | CCSD | DHAHRAN | COMMUNICATION BUILDING |  |  | Others
579 | CCSD | DHAHRAN | DALLAH ROAD TENNIS COURT |  |  | Al Munirah
580 | CCSD | DHAHRAN | N-SEWAGE (DPC-221) | Others | Others | Main camp
581 | CCSD | DHAHRAN | SUB-STATION LABORATORY @ BLDG 3199 |  |  | Others
DAMMAM
52 | CCSD | DHAHRAN | DAMMAM OFFICE BLDG CAFETERIA | Food & Beverage | Concession | Dammam | Dammam Office Building | 7013 | Restaurant | 1 | Restaurant | 1 | 50 | AHU& Split | YES | Smoke detector | Central | N | N/A | YES | YES | YES | NO | NO | Wooden | YES | N/A | 110V/220V
53 | CCSD | DHAHRAN | DAMMAM OFFICE BLDG BASEMENT (CONCESSION) | Food & Beverage | Concession | Dammam | Dammam Office Building | 7013 |  | 1 |  | 1 | 180 | AHU& Split | YES | Smoke detector | Central | N | N/A | YES | YES | YES | NO | NO | Wooden | YES | N/A | 110V/220V
SAUDI ARAMCO BEACH
54 | CCSD | DHAHRAN | SA BEACH FACILITIES | Others | Recreation | SA Beach | Half Moon | N/A | outdoor field | N/A | outdoor field | 7 | 5500 | N/A | N/A | N/A | N/A | N/A | N/A | N/A | N/A | N/A | Yes | N/A | N/A | N/A | N/A | 110v / 220v | 20000
55 | CCSD | DHAHRAN | HALF MOON BEACH | Others | Recreation | SA Beach | Half Moon | N/A
56 | CCSD | DHAHRAN | BEACH CLUB | Others | Recreation | SA Beach | Half Moon | N/A
57 | CCSD | DHAHRAN | SA BEACH SECURITY GATE | Others | Recreation | SA Beach | Half Moon | N/A
58 | CCSD | DHAHRAN | HMYA EXECUTIVE BEACH | Others | Recreation | SA Beach | Half Moon | N/A
59 | CCSD | DHAHRAN | YACHT CLUB | Others | Recreation | SA Beach | Half Moon | N/A
60 | CCSD | DHAHRAN | HMYA DINER BUILDING | Others | Recreation | SA Beach | Half Moon | N/A
61 | CCSD | DHAHRAN | BOAT WORKSHOP | Others | Recreation | SA Beach | Half Moon | N/A
62 | CCSD | DHAHRAN | EXECUTIVE BEACH HOUSE | Others | Recreation | SA Beach | Half Moon | N/A
63 | CCSD | DHAHRAN | PLAYGROUNDS | Others | Recreation | SA Beach | Half Moon | N/A
64 | CCSD | DHAHRAN | SWIM AREA SUNSHADES (36) | Others | Recreation | SA Beach | Half Moon | N/A
65 | CCSD | DHAHRAN | BOAT AREA RACKS (52) | Others | Recreation | SA Beach | Half Moon | N/A
66 | CCSD | DHAHRAN | PUBLIC HAMMAMS | Others | Recreation | SA Beach | Half Moon | N/A
67 | CCSD | DHAHRAN | BOAT SHED | Others | Recreation | SA Beach | Half Moon | N/A
68 | CCSD | DHAHRAN | GATE HOUSE | Others | Recreation | SA Beach | Half Moon | N/A
69 | CCSD | DHAHRAN | CONTRACTOR'S CONCESSION | Others | Recreation | SA Beach | Half Moon | N/A
70 | CCSD | DHAHRAN | BOAT AREA SUNSHADES (25) | Others | Recreation | SA Beach | Half Moon | N/A

## Master Ver (3) (hidden)
No. | Department | Function Location | Area | Building Name | Facility Count | Facility Type | Function | Macro Area | Micro Area | Building Number | Building type | # Stories/Floors | Utilization | Total Units | Capacity | Population | HVAC Type | Sprinkler | Alarm | Ventilation System Rectifications | Wall Penetration Rectifications | Interior renovation | Kitchen Hoods | Exterior upgrade | Garden gate | Sun shade/Patio | Decorative wall | Cladding | Control camira | Speed Net | Power Source | Capacity
|  |  |  | Total Facilities | 349
AR-RABIYAH |  |  |  |  | 14 | 4.011%
1 | CCSD |  | DHAHRAN | AR RABIYAH COMMUNITY CONCESSION (MINI MARKET) | 1 | Supermarket | Concession | AR-Rabiyah | Rabiyah Facilities Center |  | Food Court | 1 | Food Court | 1 |  | 10 | AHU& Split | YES | Smoke detector | Central | N | N/A | NO | YES | YES | NO | NO | Wooden | YES | N/A | 110V/220V
2 | CCSD |  | DHAHRAN | AR-RABIYAH PARK IN FRONT OF LOT 5 | 1 | Others | Recreation | AR-Rabiyah | Rabiyah Facilities Center | No Bldg # | PARKING | N/A | PARKING | N/A |  | N/A | N/A | N/A | N/A | N/A | N/A | N/A | N/A | N/A | N/A | N/A | N/A | N/A | N/A | N/A | N/A
3 | CCSD |  | DHAHRAN | AR-RABIYAH PARK IN FRONT OF LOT 73 | 1 | Others | Recreation | AR-Rabiyah | Rabiyah Facilities Center | No Bldg # | PARKING | N/A | PARKING | N/A |  | N/A | N/A | N/A | N/A | N/A | N/A | N/A | N/A | N/A | N/A | N/A | N/A | N/A | N/A | N/A | N/A
4 | CCSD |  | DHAHRAN | AR-RABIYAH RECREATION FACILITIES | 1 | Entertainment | Recreation | AR-Rabiyah | Rabiyah Facilities Center | 600 | Hall 600 | NA | Hall 600 | 1 |  | 20 | AHU | N/a | Smoke Detector | central | n |  | n/a | n/a | n/a | n/a | n/a | avaliable | n/a | N/A | 110V/220V
5 | CCSD |  | DHAHRAN | AR-RABIYAH COMMUNITY CENTER 600 | 1 | Multi-purpose hall | Recreation | AR-Rabiyah | Rabiyah Facilities Center | 600 | Multi pupose | NA | Multi pupose | 1 |  | 20 | AHU | N/a | Fire control panel | central | n |  | n/a | n/a | n/a | n/a | n/a | avaliable | n/a | N/A | 110V/220V
6 | CCSD |  | DHAHRAN | AR-RABIYAH RECREATION HALL 615 | 1 | Multi-purpose hall | Recreation | AR-Rabiyah | Rabiyah Facilities Center | 615 | RECREATION HALL | N/A | RECREATION HALL | 1 |  | 50 | AHU/split | N/A | Smoke Detector | Central | N | N/A | N/A | Yes | N/A | N/A | N/A | Wooden | N/A | N/A | 110V/220V
7 | CCSD |  | DHAHRAN | AR-RABIYAH RECREATION HALL | 1 | Multi-purpose hall | Recreation | AR-Rabiyah | Rabiyah Facilities Center | 600 | RECREATION HALL | N/A | RECREATION HALL | 1 |  | 50 | AHU/split | N/A | Smoke Detector | Central | N | N/A | N/A | Yes | N/A | N/A | N/A | Wooden | N/A | N/A | 110V/220V
8 | CCSD |  | DHAHRAN | AR-RABIYAH PLAYGROUND | 1 | Others | Recreation | AR-Rabiyah | Rabiyah Facilities Center | No Bldg # | Playground | N/A | Playground | 1 |  | 15 |  | NA | NA | NA | NA | NA | NA | Yes | N/A | N/A | N/A | N/A | N/A | N/A | 110V/220V/480
9 | CCSD |  | DHAHRAN | ENGINEERING BLDG BASEMENT (CONCESSIONS) | 1 |  | Concession | AR-Rabiyah |  |  |  | 1 |  | 1 |  | 30 | AHU& Split | YES | Smoke detector | Central | N | N/A | YES | YES | YES | NO | NO | PVC & Glass | YES | N/A | 110V/220V/380V/480V
10 | CCSD |  | DHAHRAN | PUBLIC HAMMAM AR-RABIYAH GARDENING | 1 |  |  | AR-Rabiyah
11 | CCSD |  | DHAHRAN | PUBLIC HAMMAM AR-ABIYAH RECREATION | 1 |  |  | AR-Rabiyah
12 | CCSD |  | DHAHRAN | AR-RABIYAH MOSQUE | 1 |  |  | AR-Rabiyah
13 | CCSD |  | DHAHRAN | AR-RABIYAH GRDNG & SAN. OFFICE | 1 |  |  | AR-Rabiyah
14 | CCSD |  | DHAHRAN | MUSALLAH | 1 |  |  | AR-Rabiyah
AL MUNIRAH |  |  |  |  | 34 | 9.742%
1 | CCSD |  | DHAHRAN | AL MUNIRAH COMMISSARY | 1 | Supermarket | Concession | Al Munirah | Munirah Area | 145 | Super Market | 1 | Super Market | 1 |  | 100 | AHU | YES | Smoke detector | Central | N | N/A | YES | YES | YES | NO | NO | Stone | YES | N/A | 110V/220V/380V/480V
2 | CCSD |  | DHAHRAN | AL-MUNIRAH DINING HALL | 1 | Food & Beverage | Concession | Al Munirah | Munirah Area | 101F | Dining Hall | 1 | Dining Hall | 1 |  | 648 | AHU | YES | Smoke detector | Central | N | N/A | NO | YES | YES | NO | NO | Stone | YES | N/A | 110V/220V/380V
3 | CCSD |  | DHAHRAN | THE SQUARE | 1 | Food & Beverage | Concession | Al Munirah | Munirah Area | 213 | Food Court | 1 | Food Court | 1 |  | 50 | AHU& Split | YES | Smoke detector | Central | N | N/A | YES | YES | YES | YES | NO | Wooden | YES | N/A | 220V/380V
4 | CCSD |  | DHAHRAN | AL-MUNIRAH GAME ROOM & LIBRARY | 2 | Multi-purpose hall | Recreation | Al Munirah | Munirah Area | 105 | Office/ game room | N/A | Office/ game room | 1 |  | 60 | AHU | N/A | Smoke Detector | AHU type | N/A | N/A | N/A | Yes | N/A | Yes | N/A | N/A | Yes | N/A | 110V/220V
5 | CCSD |  | DHAHRAN | AL-MUNIRAH THEATER | 1 | Entertainment | Recreation | Al Munirah | Munirah Area | 107 | Theater | N/A | Theater | 1 |  | N/A | AHU | N/A | Smoke Detector | AHU type | N/A | N/A | N/A | Yes | N/A | N/A | N/A | N/A | N/A | N/A | 110V/220V
6 | CCSD |  | DHAHRAN | AL-MUNIRAH MULTI-PURPOSE GYM | 1 | Multi-purpose hall | Recreation | Al Munirah | Munirah Area | 103 | Gym | N/A | Gym | 1 |  | 350 | AHU | N/A | Smoke Detector | AHU type | N/A | N/A | N/A | Yes | N/A | Yes | N/A | N/A | Yes | N/A | 110V/220V
7 | CCSD |  | DHAHRAN | AL-MUNIRAH EXERCISE GYM | 1 |  |  | Al Munirah | Munirah Area | 103
8 | CCSD |  | DHAHRAN | AL-MUNIRAH SOCCER FIELD | 1 | Sports Fields | Recreation | Al Munirah | Munirah Area | No Bldg # | Soccer field | N/A | Soccer field | 1 |  | 45 | N/A | N/A | N/A | N/A | N/A | N/A | N/A | Yes | N/A | N/A | N/A | N/A | N/A | N/A | 110V/220V
9 | CCSD |  | DHAHRAN | AC SERVICE UNIT | 1 | Office | Residential | Al Munirah | Munirah Area | 106
10 | CCSD |  | DHAHRAN | MAINTENANCE UNIT | 1 | Office | Residential | Al Munirah | Munirah Area | 206
11 | CCSD |  | DHAHRAN | HOUSING OFFICE | 1 | Office | Residential | Al Munirah | Munirah Area | 146
12 | CCSD |  | DHAHRAN | AL MUNIRAH SERVICES BLDG. | 1 | Services | Concession | Al Munirah | Munirah Area | 149
13 | CCSD |  | DHAHRAN | AL-MUNIRAH TENNIS COURTS | 5 | Sports Courts | Recreation | Al Munirah | Munirah Area | N/A | Tennis Court | N/A | Tennis Court | 1 |  | 70 | Split Type | N/A | Smoke Detector | Split A/C | N/A | N/A | N/A | Yes | N/A | N/A | N/A | N/A | N/A | N/A | 110V/220V
14 | CCSD |  | DHAHRAN | AL-MUNIRAH PADEL COURTS | 6 | Sports Courts | Recreation | Al Munirah | Munirah Area | N/A
15 | CCSD |  | DHAHRAN | AL-MUNIRAH BASKETBALL COURT | 2 | Sports Courts | Recreation | Al Munirah | Munirah Area | N/A | Basketball court | N/A | Basketball court | 1 |  | 80 | AHU | N/A | Heat Detector | AHU type | N/A | N/A | N/A | Yes | N/A | N/A | N/A | N/A | N/A | N/A | 110V/220V
16 | CCSD |  | DHAHRAN | AL-MUNIRAH SWIMMING POOL | 1 | Swimming Pool | Recreation | Al Munirah | Munirah Area | 19 |  | N/A | Swimming pool | 1 |  | 100 | AHU | N/A | Smoke Detector | AHU type | N/A | N/A | N/A | Yes | N/A | Yes | N/A | N/A | N/A | N/A | 110V/220V
17 | CCSD |  | DHAHRAN | TENNIS COURT CLUBHOUSE | 1 | Office | Recreation | Al Munirah | Munirah Area | No Bldg #
18 | CCSD |  | DHAHRAN | AL-MUNIRAH RESIDENTIAL BLDG. 129 | 1 | Others | Residential | Al Munirah | Munirah Area | 129 | Resedential Building | 8 | Resedential Building | 235 |  | 235 | Central |  | Smoke Detector | Central | [10 empty] | 110V
19 | CCSD |  | DHAHRAN | AL-MUNIRAH RESIDENTIAL BLDG. 130 | 1 | Others | Residential | Al Munirah | Munirah Area | 130 | Resedential Building | 8 | Resedential Building | 235 |  | 235 | Central |  | Smoke Detector | Central | [10 empty] | 110V
20 | CCSD |  | DHAHRAN | AL-MUNIRAH RESIDENTIAL BLDG. 131 | 1 | Others | Residential | Al Munirah | Munirah Area | 131 | Resedential Building | 10 | Resedential Building | 235 |  | 235 | Central |  | Smoke Detector | Central | [10 empty] | 110V
21 | CCSD |  | DHAHRAN | AL-MUNIRAH RESIDENTIAL BLDG. 132 | 1 | Others | Residential | Al Munirah | Munirah Area | 132 | Resedential Building | 8 | Resedential Building | 235 |  | 235 | Central |  | Smoke Detector | Central | [10 empty] | 110V
22 | CCSD |  | DHAHRAN | AL-MUNIRAH RESIDENTIAL BLDG. 133 | 1 | Others | Residential | Al Munirah | Munirah Area | 133 | Resedential Building | 8 | Resedential Building | 235 |  | 235 | Central |  | Smoke Detector | Central | [10 empty] | 110V
23 | CCSD |  | DHAHRAN | AL MUNIRAH MOSQUE | 1 |  |  | Al Munirah | Munirah Area
MAIN CAMP |  |  |  |  | 184 | 52.72%
1 | CCSD |  | DHAHRAN | GOLF CLUB HOUSE | 2 | Clubhouse | Recreation | Main Camp | Golf Course | 2005 | club house | NA | club house | 1 |  | 30 | AHU | NA | Fire control panel | Central | N | NA | NA | YES | YES | YES | NO | NO | NA | N/A | 110/220
2 | CCSD |  | DHAHRAN | GOLF CART SHEDS | 5 | Others | Recreation | Main Camp | Golf Course | 2005 | CART SHED | NA | CART SHED | 1 |  | 1 | NA | NA | NA | NA |  | NA | NA | YES | NO | YES | NO | NO | NA | NA | 110/220
3 | CCSD |  | DHAHRAN | DHAHRAN GOLF CLUB SNACK BAR (Chili's) | 1 | Food & Beverage | Concession | Main camp | Golf Course | 2005A | Food Court | 1 | Food Court | 1 |  | 50 | AHU& Split | YES | Smoke detector | Central | N | N/A | YES | YES | YES | YES | NO | Wooden | YES | N/A | 110V/220V/380V
4 | CCSD |  | DHAHRAN | DHAHRAN COMMISSARY | 1 | Supermarket | Concession | Main Camp | Main Camp Facilites Center | 117 | Super Market | 1 | Super Market | 1 |  | 200 | AHU& Split | YES | Smoke detector | Central | N | N/A | YES | YES | YES | NO | NO | PVC & Glass | YES | N/A | 110V/220V/380V
5 | CCSD |  | DHAHRAN | COFFEE SERVICES | 1 | Food & Beverage | Concession | Main Camp | Main Camp Facilites Center | 117 | Coffee Store | 1 | Coffee Store | 1 |  | 10 | Window & Split | N/A | Smoke detector | Central | N | N/A | YES | YES | NO | YES | NO | Stone | NO | N/A | 110V/220V
6 | CCSD |  | DHAHRAN | DH DINING HALL | 1 | Food & Beverage | Concession | Main camp | Main Camp Facilites Center | 1445 | Dining Hall | 1 | Dining Hall | 1 |  | 250 | AHU& Split | YES | Smoke detector | Central | N | N/A | YES | YES | YES | NO | NO | Stone | YES | N/A | 110V/220V/380V
7 | CCSD |  | DHAHRAN | COMMUNITY PLAZA | 1 | Parks & Plaza | Concession | Main camp | Main Camp Facilites Center | 112 | Food Court | 1 | Food Court | 1 |  | 35 | AHU& Split | N/A | Smoke detector | Central | N | N/A | NO | YES | YES | YES | NO | N/A | YES | N/A | 220V/380V
8 | CCSD |  | DHAHRAN | SNACK BAR 2 | 1 | Food & Beverage | Concession | Main camp | 3rd St. Sports Complex | 211 | Restaurant | 1 | Restaurant | 1 |  | 25 | AHU& Split | YES | Smoke detector | Central | N | N/A | YES | YES | YES | NO | NO | Stone | YES | N/A | 110V/220V
9 | CCSD |  | DHAHRAN | POOL FACILITY | 1 | Swimming Pool | Recreation | Main camp | 3rd St. Sports Complex | 119-A | Swimming Pool | N/A | Swimming Pool | 1 |  | 144 | Split Type | N/A | Smoke Detector | Split AC | N/A | N/A | N/A | Yes | N/A | Yes | N/A | N/A | N/A | N/A | 110V/220V
10 | CCSD |  | DHAHRAN | YOUTH CENTER | 1 | Entertainment | Recreation | Main Camp | 3rd St. Sports Complex | 209F | Youth Center | N/A | Youth Center | 1 |  | 50 | AHU | N/A | Smoke Detector | N/A | N/A | N/A | N/A | N/A | N/A | N/A | N/A | N/A | N/A | N/A | 110V/220V
11 | CCSD |  | DHAHRAN | EXERCISE GYM | 1 | Fitness Gym | Recreation | Main camp | 3rd St. Sports Complex | 221 | Gym | N/A | Gym | 1 |  | 500 | AHU, Split Type | Yes | Fire control panel | N/A | N/A | N/A | Yes | N/A | Yes | Yes | N/A | N/A | N/A | N/A | 110V/220V
12 | CCSD |  | DHAHRAN | SOCCER FIELD #1 & RUNNING TRACK | 1 | Sports Fields | Recreation | Main camp | 3rd St. Sports Complex | N/A | Soccer Field 1 | N/A | Soccer Field 1 | 1 |  | 100 | Window Type | Yes | N/A | N/A | N/A | N/A | N/A | N/A | Yes | Yes | N/A | N/A | N/A | N/A | 110V/220V
13 | CCSD |  | DHAHRAN | TENNIS COURTS | 1 | Sports Courts | Recreation | Main camp | 3rd St. Sports Complex | N/A | outdoor field | N/A | Tennis Courts | 1 |  | 100 | Window Type | Yes | N/A | N/A | N/A | N/A | N/A | N/A | N/A | Yes | N/A | N/A | N/A | N/A | 110V/220V
14 | CCSD |  | DHAHRAN | SOCCER FIELD #2 | 1 | Sports Fields | Recreation | Main camp | 3rd St. Sports Complex | N/A | Soccer Field 2 | N/A | Soccer Field 2 | 1 |  | 100 | Window Type | Yes | N/A | N/A | N/A | N/A | N/A | N/A | Yes | Yes | N/A | N/A | N/A | N/A | 110V
15 | CCSD |  | DHAHRAN | PRACTICE FIELD | 1 | Sports Fields | Recreation | Main camp | 3rd St. Sports Complex | N/A | Ballfield | N/A | Ballfield | 1 |  | 100 | Window Type | Yes | N/A | N/A | N/A | N/A | N/A | N/A | N/A | Yes | N/A | N/A | N/A | N/A | 110V/220V
16 | CCSD |  | DHAHRAN | SQUASH COURT AND RACQUET BALL COURTS | 1 | Sports Courts | Recreation | Main camp | 3rd St. Sports Complex | 4399
17 | CCSD |  | DHAHRAN | RACQUET BALL COURTS | 1 | Sports Courts | Recreation | Main camp | 3rd St. Sports Complex | 4398
18 | CCSD |  | DHAHRAN | TENNIS CLUBHOUSE | 1 | Clubhouse | Recreation | Main camp | 3rd St. Sports Complex | 4397
19 | CCSD |  | DHAHRAN | 3RD ST. RECREATION OFFICE | 1 | Office | Recreation | Main camp | 3rd St. Sports Complex | 209F
20 | CCSD |  | DHAHRAN | PRAYER ROOM | 1 | Mosque | Others | Main camp | 3rd St. Sports Complex | 209F
21 | CCSD |  | DHAHRAN | MALE LOCKER ROOM | 1 | Others | Recreation | Main camp | 3rd St. Sports Complex | 199F
22 | CCSD |  | DHAHRAN | FEMALE LOCKER ROOM | 1 | Others | Recreation | Main camp | 3rd St. Sports Complex | 199F
23 | CCSD |  | DHAHRAN | KING'S ROAD RECREATION FACILITIES 1012 | 1 | Office | Recreation | Main camp | King's Park Recreation Complex | 1012 | office | N/A | office | 1 |  | 25 | AHU, Split Type | Yes | Smoke Detector | N/A | N/A | N/A | Yes | N/A | Yes | Yes | N/A | N/A | N/A | N/A | 110V/220V
24 | CCSD |  | DHAHRAN | RECREATION MAINTENANCE OFFICE | 1 | Office | Recreation | Main camp | King's Park Recreation Complex | 1008 | maintenance | N/A | maintenance | 1 |  | 20 | AHU/split | N/A | smok detectors | N/A | N/A | N/A | N/A | yes | yes | N/A | N/A | N/A | N/A | N/A | 110/220
25 | CCSD |  | DHAHRAN | LADIES FITNESS CENTER | 1 | Fitness Gym | Recreation | Main camp | King's Park Recreation Complex | 1106/1108 | Gym | N/a | Gym | 1 |  | 100 | AHU | N/a | Fire control panel | central | n |  | n/a | n/a | n/a | n/a | n/a | avaliable | n/a |  | 110V/220V
26 | CCSD |  | DHAHRAN | DHAHRAN THEATER | 1 | Entertainment | Recreation | Main camp | King's Park Recreation Complex | 1109A | Theater | N/A | Theater | 2 |  | 300 | AHU/split | yes | yes | yes | yes | N/A | N/A | N/A | N/A | N/A | N/A | yes | N/A | N/A | 110/220
27 | CCSD |  | DHAHRAN | RECREATION OFFICE BLDG. | 1 | Office | Recreation | Main camp | King's Park Recreation Complex | 1109B
28 | CCSD |  | DHAHRAN | SNACK BAR 1 - TANDOORI | 1 | Food & Beverage | Concession | Main camp | King's Park Recreation Complex | 1109C
29 | CCSD |  | DHAHRAN | BOWLING ALLEY | 1 | Entertainment | Recreation | Main camp | King's Park Recreation Complex | 1109D | Bowling Alley | N/A | Bowling Alley | 2 |  | 45 | AHU/split | yes | yes | yes | yes | yes | N/A | N/A | yes | N/A | yes | yes | N/A | N/A | 110/220
30 | CCSD |  | DHAHRAN | AD DIWAN BUILDING | 1 | Entertainment | Recreation | Main camp | King's Park Recreation Complex | 1109E | AD-Diwan | N/A | AD-Diwan | 2 |  | 150 | AHU | yes | yes | yes | yes | N/A | N/A | N/A | yes | yes | N/A | yes | N/A | N/A | 110/220/480
31 | CCSD |  | DHAHRAN | LIBRARY ADMINISTRATION | 1 | Office | Recreation | Main camp | King's Park Recreation Complex | 1118 | Office | N/A | Office | 1 |  | 10 | AHU | N/A | Smoke Detector | Central | N | N/A | N/A | YES | YES | N/A | No | wooden | N/A | N/A | 110V/220V
32 | CCSD |  | DHAHRAN | DH LIBRARY ANNEX | 1 | Office | Recreation | Main camp | King's Park Recreation Complex | 1114 | Office | N/A | Office | 1 |  | 8 | Split Type | N/A | Fire Control Panel | Split AC | N | N/A | N/A | N/A | N/A | N/A | No | Wooden | N/A | N/A | 110V/220V
33 | CCSD |  | DHAHRAN | DH RECREATION LIBRARY | 1 | Library | Recreation | Main camp | King's Park Recreation Complex | 1118 | Library | N/A | Library | 1 |  | 150 | AHU | N/A | Fire Control Panel | Central | N | N/A | N/A | YES | N/A | N/A | Yes | Stone | YES | N/A | 110V/220V
34 | CCSD |  | DHAHRAN | HABAK RESTAURANT | 1 | Food & Beverage | Concession | Main camp | King's Park Recreation Complex | 127 | Restaurant | 1 | Restaurant | 1 |  | 50 | AHU& Split | YES | Smoke detector | Central | N | N/A | YES | YES | YES | NO | NO | Wooden | YES | N/A | 110V/220V/380V
35 | CCSD |  | DHAHRAN | GAME ROOM AND KIDS ZONE | 1 | Game Center | Recreation | Main camp | King's Park Recreation Complex | 1105
36 | CCSD |  | DHAHRAN | STARBUCKS KINGS ROAD | 1 | Food & Beverage | Concession | Main camp | King's Park Recreation Complex | 1221 | Coffee shop | 1 | Coffee shop | 1 |  | 50 | AHU& Split | N/A | Smoke detector | Central | N | N/A | NO | YES | YES | NO | NO | Glass | YES | N/A | 220V/380V
37 | CCSD |  | DHAHRAN | ACAI KITCHEN (UNDER 500) | 1 | Food & Beverage | Concession | Main camp | King's Park Recreation Complex | 4052 | Restaurant | 1 | Restaurant | 1 |  | 20 | AHU& Split | N/A | Smoke detector | Central | N | N/A | NO | YES | YES | NO | NO | Wooden | YES | N/A | 110V/220V
38 | CCSD |  | DHAHRAN | MULTI PURPOSE BLDG #3 | 1 | Multi-purpose hall | Recreation | Main camp | King's Park Recreation Complex | 1077 | Portable | N/A | Portable | 1 |  | 50 | Window Type | N/A | Smoke Detector | N/A | N/A | N/A | N/A | N/A | N/A | Yes | N/A | N/A | N/A | N/A | 110V
39 | CCSD |  | DHAHRAN | SWIMMING POOL | 1 | Swimming Pool | Recreation | Main camp | King's Park Recreation Complex | N/A
40 | CCSD |  | DHAHRAN | DHAHRAN THEATER GROUP | 1 | Office | Recreation | Main camp | King's Park Recreation Complex | 4066
41 | CCSD |  | DHAHRAN | MOSQUE | 1 | Mosque | Others | Main camp | King's Park Recreation Complex | No Bldg #
42 | CCSD |  | DHAHRAN | PUMP ROOM | 1 | Others | Others | Main camp | King's Park Recreation Complex | No Bldg #
43 | CCSD |  | DHAHRAN | DHAHRAN OASIS QUILT GUILD | 1 | Classroom | Recreation | Main camp | King's Park Recreation Complex | 4056
44 | CCSD |  | DHAHRAN | SHRQ COFFEE ROASTERS | 1 | Food & Beverage | Concession | Main camp | King's Park Recreation Complex | 1118
45 | CCSD |  | DHAHRAN | COMMUNITY HERITAGE GALLERY | 1 | Others | Recreation | Main camp | King's Park Recreation Complex | 1220
46 | CCSD |  | DHAHRAN | STARBUCKS COFFEE | 1 | Food & Beverage | Concession | Main camp | King's Park Recreation Complex | 1221
47 | CCSD |  | DHAHRAN | SUBWAY | 1 | Food & Beverage | Concession | Main camp | King's Park Recreation Complex
48 | CCSD |  | DHAHRAN | KING'S PARK | 1 | Others | Recreation | Main camp | King's Park Recreation Complex | N/A
49 | CCSD |  | DHAHRAN | IBIS WALK | 1 | Others | Recreation | Main camp | King's Park Recreation Complex | N/A
50 | CCSD |  | DHAHRAN | DT & HEC | 1 | Services | Concession | Main camp | King's Park Recreation Complex | 4044 |  | 1 |  | 1 |  | 15 | AHU& Split | YES | Smoke detector | Central | N | N/A | NO | YES | YES | NO | NO | Wooden | YES | N/A | 110V/220V
51 | CCSD |  | DHAHRAN | BLOCK 4038 KARL AVENUE | 1 | Services | Concession | Main camp | King's Park Recreation Complex | 4038 | Shop | 1 | Shop | 1 |  | 53 | AHU& Split | N/A | Smoke detector | Central | N | N/A | NO | YES | YES | NO | NO | Wooden | YES | N/A | 110V/220V
52 | CCSD |  | DHAHRAN | 4036 KARL (USE DHF-DOC-RECR-KINGR-4036) | 1 | Services | Concession | Main camp | King's Park Recreation Complex | 4036 | Shop | 1 | Shop | 1 |  | 5 | AHU& Split | N/A | Smoke detector | Central | N | N/A | NO | YES | YES | NO | NO | Wooden | YES | N/A | 110V/220V
53 | CCSD |  | DHAHRAN | DH WOMEN'S GROUP | 1 | Office | Recreation | Main camp | Society Groups Area | 1425 | Office | N/A | Office | 1 |  | N/A | AHU | N/A | Smoke Detector | Central | N | N/A | N/A | Yes | N/A | N/A | N/A | Wooden | N/A | N/A | 110V/220V
54 | CCSD |  | DHAHRAN | SPIN CITY | 1 | Fitness Gym | Recreation | Main camp | Society Groups Area | 4040 | Gym | N/A | Gym | 1 |  | 20 | AHU | N/A | Smoke Detector | Central | N | N/A | N/A | Yes | N/A | N/A | N/A | Wooden | N/A | N/A | 110V/220V
55 | CCSD |  | DHAHRAN | DBA GROUP | 1 | Office | Recreation | Main camp | Society Groups Area | 4041 | Office | N/A | Office | 1 |  | N/A | AHU | N/A | Smoke Detector | Central | N | N/A | N/A | Yes | N/A | N/A | N/A | Wooden | N/A | N/A | 110V/220V
56 | CCSD |  | DHAHRAN | ART GROUP | 1 | Others | Recreation | Main camp | Society Groups Area | 4155 | Workshop | N/A | Workshop | 1 |  | 2 | AHU | N/A | Smoke Detector | Central | N | N/A | N/A | Yes | N/A | N/A | N/A | Wooden | N/A | N/A | 110V/220V
57 | CCSD |  | DHAHRAN | DHAHRAN COMMUNITY BAND | 1 | Others | Recreation | Main camp | Society Groups Area | 4045 | Workshop | N/A | Workshop | 1 |  | 3 | AHU | N/A | Smoke Detector | Central | N | N/A | N/A | Yes | N/A | N/A | N/A | Wooden | N/A | N/A | 110V/220V
58 | CCSD |  | DHAHRAN | QUILT GROUP | 1 | Office | Recreation | Main camp | Society Groups Area | 4056 | Office | N/A | Office | 1 |  | 5 | AHU | N/A | Smoke Detector | Central | N | N/A | N/A | Yes | N/A | N/A | N/A | Wooden | N/A | N/A | 110V/220V
59 | CCSD |  | DHAHRAN | THEATER GROUP | 1 | Office | Recreation | Main camp | Society Groups Area | 4066 | Office | N/A | Office | 1 |  | 3 | AHU | N/A | Smoke Detector | Central | N | N/A | N/A | Yes | N/A | N/A | N/A | Wooden | N/A | N/A | 110V/220V
60 | CCSD |  | DHAHRAN | NEW BEAUTY SHOP | 1 | Services | Concession | Main Camp | Society Groups Area | 1717 | Lady's Saloon | 1 | Lady's Saloon | 1 |  | 50 | AHU | N/A | Smoke detector | Central | N | N/A | NO | YES | NO | YES | NO | Wooden | YES | N/A | 110V/220V
61 | CCSD |  | DHAHRAN | LAUNDRY SERVICES | 1 | Services | Concession | Main camp | Society Groups Area | 4038 | Shop | 1 | Shop | 1 |  | 5 | AHU& Split | N/A | Smoke detector | Central | N | N/A | NO | YES | YES | NO | NO | Wooden | YES | N/A | 110V/220V
62 | CCSD |  | DHAHRAN | SAYSO OFFICE | 1 | Office | Recreation | Main Camp | Society Groups Area | 4047 | office | N/A | office | 1 |  | 25 | Central | N/A | Smoke dtctr | N/A | N/A | N/A | N/A | N/A | N/A | Yes | N/A | N/A | N/A | N/A | 110v / 220v | 12
63 | CCSD |  | DHAHRAN | YOGA CENTER | 1 | Fitness Gym | Recreation | Main camp | Society Groups Area | 4042 | Gym | N/A | Gym | 1 |  | Unknown | AHU | N/A | Smoke Detector | N/A | N/A | N/A | N/A | Yes | N/A | N/A | N/A | Wooden | N/A | N/A | 110V/220V
64 | CCSD |  | DHAHRAN | ARABIC SPEAKING GROUP/3rd STREET VALLEY GYM | 1 | Fitness Gym | Recreation | Main camp | Society Groups Area |  | GYM | N/A | GYM | 1 |  | 15 | AHU | Yes | Fire Alarm System | N/A | N/A | N/A | N/A | N/A | N/A | Yes | N/A | N/A | N/A | N/A | 110V/220V
65 | CCSD |  | DHAHRAN | HEALTH AND DIET CENTER | 1 | Services | Concession | Main camp | Society Groups Area | 4044 | Clinic | 1 | Clinic | 1 |  | 10 | AHU& Split | N/A | Smoke detector | Central | N | N/A | NO | YES | YES | NO | NO | Wooden | YES | N/A | 110V/220V
66 | CCSD |  | DHAHRAN | 4269 MILLER AVENUE GYM | 1 | Fitness Gym | Recreation | Main camp | Miller Avenue | 4269 | Gym | N/a | Gym | 1 |  | 50 | AHU/SPLIT | N/a | Fire control panel | central | n |  | n/a | yes | n/a | n/a | n/a | n/a | n/a | N/A | 110V/220V
67 | CCSD |  | DHAHRAN | PEE WEE #2 | 1 | Sports Fields | Recreation | Main camp | Oasis Avenue | N/A | Pee Wee Field #1 | N/A | Pee Wee Field #1 | 1 |  | 100 | Window Type | Yes | N/A | N/A | N/A | N/A | N/A | N/A | Yes | Yes | N/A | N/A | N/A | N/A | 110V/220V
68 | CCSD |  | DHAHRAN | PEE WEE #1 | 1 | Sports Fields | Recreation | Main camp | Oasis Avenue | N/A | Pee Wee Field #1 | N/A | Pee Wee Field #1 | 1 |  | 100 | Window Type | Yes | N/A | N/A | N/A | N/A | N/A | N/A | Yes | Yes | N/A | N/A | N/A | N/A | 110V/220V
69 | CCSD |  | DHAHRAN | 821B EIGHT STREET | 1 | Office | Recreation | Main camp | 8th Street | 821B | Office | N/a | Office | 1 |  | 10 | AHU/SPLIT | N/a | Smoke detector | central | n |  | yes | yes | yes | n/a | n/a | n/a | n/a | N/A | 110V/220V
70 | CCSD |  | DHAHRAN | 5TH STREET PLAYGROUND | 1 | Others | Recreation | Main camp | 5th Street | No Bldg # | Playground | N/A | Playground | 1 |  | 20 | Split Type | Yes | N/A | N/A | N/A | N/A | N/A | N/A | N/A | Yes | N/A | N/A | N/A | N/A | 110V
71 | CCSD |  | DHAHRAN | YACHT CLUB | 1 | Office | Recreation | Main camp | North of 6th St Gate | 5502 | Yacht | N/A | Yacht | 1 |  | 50 | AHU | Yes | Smoke Detector | N/A | N/A | N/A | Yes | N/A | Yes | Yes | N/A | N/A | N/A | N/A | 110V/220V
72 | CCSD |  | DHAHRAN | KENNEL CLUB | 1 | Services | Recreation | Main camp | Security Industrial Area | 1941 | Veternary Clinic | N/a | Veternary Clinic | 1 |  | 20 | AHU/SPLIT/ | N/a | Smoke detector | central | n |  | yes | yes | yes | n/a | n/a | n/a | n/a | N/A | 110V/220V
73 | CCSD |  | DHAHRAN | TAMIMI OFFICE | 1 | Office | Recreation | Main camp | Security Industrial Area | 1940 | office | N/a | office | 1 |  | 12 | AHU/SPLIT/window | N/a | Smoke detector | central | n |  | yes | yes | yes | n/a | n/a | n/a | n/a | N/A | 110V/220V
74 | CCSD |  | DHAHRAN | SAMARA TAXI SERVICE | 1 | Office | Concession | Main camp | Security Industrial Area | 1731 | Office | 1 | Office | 1 |  | 25 | AHU& Split | N/A | Smoke detector | Central | N | N/A | NO | YES | NO | NO | NO | Stone | YES | N/A | 110V/220V
75 | CCSD |  | DHAHRAN | OUTDOOR BASKETBALL COURTS | 1 | Sports Courts | Recreation | Main camp | Canyon Road | N/A | Basketball | N/A | Basketball | 1 |  | 50 | N/A | Yes | N/A | N/A | N/A | N/A | N/A | N/A | N/A | N/A | N/A | N/A | N/A | N/A | 110V
76 | CCSD |  | DHAHRAN | CAFETERIA (CONCESSION) | 1 | Food & Beverage | Concession | Main camp |  |  | Coffee shop | 1 | Coffee shop | 1 |  | 30 | AHU& Split | N/A | Smoke detector | Central | N | N/A | NO | YES | YES | NO | NO | Wooden | YES | N/A | 110V/220V
77 | CCSD |  | DHAHRAN | GIRL SCOUTS PORTABLE | 1 | Office | Recreation | Main camp | Wallnut St | 5117 | Girl's Scout | N/A | Girl's Scout | 1 |  | 50 | Window Type | Yes | Smoke Detector | N/A | N/A | N/A | Yes | N/A | Yes | Yes | N/A | N/A | N/A | N/A | 110V
78 | CCSD |  | DHAHRAN | BOY SCOUTS PORTABLE | 1 | Office | Recreation | Main camp | Wallnut St | 5119 | Boy's Scout | N/A | Boy's Scout | 1 |  | 50 | Window Type | Yes | Smoke Detector | N/A | N/A | N/A | Yes | N/A | Yes | N/A | N/A | N/A | N/A | N/A | 110V
79 | CCSD |  | DHAHRAN | RIM LANE PLAYGRPOUND | 1 | Others | Recreation | Main camp |  |  | Playground | N/A | Playground | 1 |  | 20 | Split Type | Yes | N/A | N/A | N/A | N/A | N/A | N/A | N/A | N/A | N/A | N/A | N/A | N/A | 110V
80 | CCSD |  | DHAHRAN | RAVINE COURT PLAYGROUND | 1 | Others | Recreation | Main camp |  |  | Playground | N/A | Playground | 1 |  | 20 | Split Type | Yes | N/A | N/A | N/A | N/A | N/A | N/A | N/A | N/A | N/A | N/A | N/A | N/A | 110V
81 | CCSD |  | DHAHRAN | HOLMES AVENUE PLAYGROUND | 1 | Others | Recreation | Main camp |  |  | Playground | N/A | Playground | 1 |  | 20 | N/A | Yes | N/A | N/A | N/A | N/A | N/A | N/A | N/A | N/A | N/A | N/A | N/A | N/A | 110V
82 | CCSD |  | DHAHRAN | RECREATION PORTABLE | 1 | Office | Recreation | Main camp |  |  | Office | N/A | Office | 1 |  | N | AHU | N/A | Smoke Detector | Central | N | N/A | N/A | Yes | N/A | N/A | N/A | Wooden | N/A |  | 110V/220V
83 | CCSD |  | DHAHRAN | POOL PUMP HOUSE | 1 | Others | Recreation | Main camp |  |  | Pump Room | N/A | Pump Room | 1 |  | N/A | SPLIT | N/A | Smoke Detector | Central | N | N/A | N/A | Yes | N/A | N/A | N/A | N/A | N/A | N/A | 110V/220V
84 | CCSD |  | DHAHRAN | ARABIC LADIES GYM | 1 | Fitness Gym | Recreation | Main camp |  |  | Gym | N/a | Gym | 1 |  | 40 | AHU | N/a | Smoke detector | central | n |  | n/a | n/a | n/a | n/a | n/a | avaliable | n/a |  | 110V/220V
85 | CCSD |  | DHAHRAN | DARK ROOM / PHOTO LAB | 1 | Others | Recreation | Main camp |  |  | Office | N/A | Office | 1 |  | N/A | AHU | N/A | Smoke Detector | Central | N | N/A | N/A | Yes | N/A | N/A | N/A | Wooden | N/A | N/A | 110V/220V
86 | CCSD |  | DHAHRAN | CANTERBURY GROUP | 1 | Others | Others | Main camp |  |  | CHURCH | N/A | CHURCH | 1 |  | N/A | AHU | N/A | Fire control panel | Central | N | N/A | N/A | Yes | N/A | N/A | N/A | Wooden | N/A | N/A | 110V/220V
87 | CCSD |  | DHAHRAN | FELLOWSHIP GROUP | 1 | Others | Others | Main camp |  |  | CHURCH | N/A | CHURCH | 1 |  | N/A | AHU | N/A | Smoke Detector | Central | N | N/A | N/A | Yes | N/A | N/A | N/A | Wooden | N/A | N/A | 110V/220V
88 | CCSD |  | DHAHRAN | Self Directed Group | 1 | Office | Recreation | Main camp |  |  | office | N/a | office | 1 |  | 10 | AHU/SPLIT | N/a | Smoke detector | central | n |  | yes | yes | yes | n/a | n/a | n/a | n/a | N/A | 110V/220V
89 | CCSD |  | DHAHRAN | RECREATION STORAGE BLDG | 1 | Others | Recreation | Main camp
90 | CCSD |  | DHAHRAN | BRIDGE GROUP PORTABLE | 1 | Others | Others | Main camp
91 | CCSD |  | DHAHRAN | PATIO GAME ROOM | 1 | Game Center | Recreation | Main camp
92 | CCSD |  | DHAHRAN | POOL FACILITY, PATIO | 1 | Swimming Pool | Recreation | Main camp
93 | CCSD |  | DHAHRAN | RECREATION OFFICE/AUDITORIUM | 1 | Office | Recreation | Main camp
94 | CCSD |  | DHAHRAN | RECREATION OFFICE BUILDING | 1 | Office | Recreation | Main camp
95 | CCSD |  | DHAHRAN | ARABIC SPEAKING GROUP | 1 |  |  | Main camp
96 | CCSD |  | DHAHRAN | SAEA OFFICE | 1 | Office | Others | Main camp
97 | CCSD |  | DHAHRAN | EXECUTIVE_GARDENING | 1 |  |  | Main camp
98 | CCSD |  | DHAHRAN | PEST_CONTROL_LAB | 1 |  |  | Main camp
99 | CCSD |  | DHAHRAN | NEW_GLASS_HOUSE | 1 |  |  | Main camp
100 | CCSD |  | DHAHRAN | WOMEN'S EXCHANGE | 1 | Others | Others | Main camp | 17th loop | 1712-A
101 | CCSD |  | DHAHRAN | GARDEN GROUP | 1 | Classroom | Recreation | Main camp | 17th loop | 1712-B
102 | CCSD |  | DHAHRAN | PUBLIC HAMMAM EAST OF BLDG 1445 | 1 | Others | Others | Main camp
103 | CCSD |  | DHAHRAN | PUBLIC HAMMAM BLDG 115 GENTS | 1 | Others | Others | Main camp
104 | CCSD |  | DHAHRAN | PUBLIC HAMMAM OPP BLDG 1109-D | 1 | Others | Others | Main camp
105 | CCSD |  | DHAHRAN | PUBLIC HAMMAM OPP GREENHOUSE | 1 | Others | Others | Main camp
106 | CCSD |  | DHAHRAN | PUBLIC HAMMAM OPP HOUSE #1026 | 1 | Others | Others | Main camp
107 | CCSD |  | DHAHRAN | PUBLIC HAMMAM OPP HOUSE #1199 | 1 | Others | Others | Main camp
108 | CCSD |  | DHAHRAN | PUBLIC HAMMAM OPP HOUSE #325 | 1 | Others | Others | Main camp
109 | CCSD |  | DHAHRAN | Majestic Taxi Service Bldg. 213 | 1 |  |  | Main camp
110 | CCSD |  | DHAHRAN | EXERCISE ROOM | 1 | Fitness Gym | Recreation | Main camp
111 | CCSD |  | DHAHRAN | INSTRUCTIONAL MEDIA CENTER | 1 |  |  | Main camp
112 | CCSD |  | DHAHRAN | PROGRAM DEVELOPMENT & EVALUATION | 1 |  |  | Main camp
113 | CCSD |  | DHAHRAN | RECREATION STORE | 1 |  |  | Main camp
114 | CCSD |  | DHAHRAN | ART GROUP & EXHIBIT CENTER | 1 |  |  | Main camp
115 | CCSD |  | DHAHRAN | GARDENING OFFICE | 1 | Office |  | Main camp
116 | CCSD |  | DHAHRAN | DH RECREATION LIBRARY (OFFICE) | 1 |  |  | Main camp
117 | CCSD |  | DHAHRAN | SNACK BAR 1 | 1 |  |  | Main camp
118 | CCSD |  | DHAHRAN | HERITAGE GALLERY STORAGE | 1 |  |  | Main camp
119 | CCSD |  | DHAHRAN | SUPERVISOR ASSESSMENT CENTER | 1 |  |  | Main camp
120 | CCSD |  | DHAHRAN | HERITAGE GALLERY EXTENSION | 1 |  |  | Main camp
121 | CCSD |  | DHAHRAN | DHAHRAN AC PLANT #1 | 1 |  |  | Main camp
122 | CCSD |  | DHAHRAN | DHAHRAN AC PLANT #2 | 1 |  |  | Main camp
123 | CCSD |  | DHAHRAN | DHAHRAN AC PLANT #3 | 1 |  |  | Main camp
124 | CCSD |  | DHAHRAN | DHAHRAN AC PLANT #4 | 1 |  |  | Main camp
125 | CCSD |  | DHAHRAN | DHAHRAN AC PLANT #5 | 1 |  |  | Main camp
126 | CCSD |  | DHAHRAN | DHAHRAN AC PLANT #6 | 1 |  |  | Main camp
127 | CCSD |  | DHAHRAN | DHAHRAN AC PLANT #7 | 1 |  |  | Main camp
128 | CCSD |  | DHAHRAN | DHAHRAN AC PLANT #8 | 1 |  |  | Main camp
129 | CCSD |  | DHAHRAN | CAFE NAJJAR | 1 |  |  | Main camp
130 | CCSD |  | DHAHRAN | LAUNDROMAT | 1 |  |  | Main camp
131 | CCSD |  | DHAHRAN | NURSERY_GREENHOUSE | 1 |  |  | Main camp
132 | CCSD |  | DHAHRAN | STEINEKE HALL | 1 |  |  | Main camp
133 | CCSD |  | DHAHRAN | BUILDING 1714 | 1 |  |  | Main camp
134 | CCSD |  | DHAHRAN | BUILDING 1716 | 1 |  |  | Main camp
135 | CCSD |  | DHAHRAN | VETERINARY CLINIC | 1 |  |  | Main camp
136 | CCSD |  | DHAHRAN | DH PC SOCIETY | 1 |  |  | Main camp
137 | CCSD |  | DHAHRAN | ROLLERSKATING RINK | 1 |  |  | Main camp
138 | CCSD |  | DHAHRAN | LOCKER CHANGING ROOM | 1 |  |  | Main camp
139 | CCSD |  | DHAHRAN | SANITATION MOSQUE | 1 |  |  | Main camp
140 | CCSD |  | DHAHRAN | YOUTH CENTER (INTERIOR) | 1 |  |  | Main camp
141 | CCSD |  | DHAHRAN | GARDENING & SANITATION | 1 |  |  | Main camp
142 | CCSD |  | DHAHRAN | BUS SHELTER BALLFIELD ALONG KING'S ROAD | 1 |  |  | Main camp
143 | CCSD |  | DHAHRAN | BUS SHELTER ALONG KING'S ROAD CR 18TH ST | 1 |  |  | Main camp
144 | CCSD |  | DHAHRAN | BUS SHELTER 22ND ST CR CANYON RD | 1 |  |  | Main camp
145 | CCSD |  | DHAHRAN | TENNIS PORTABLE | 1 |  |  | Main camp
146 | CCSD |  | DHAHRAN | SQUASH/RACQUETBALL COURTS | 1 |  |  | Main camp
147 | CCSD |  | DHAHRAN | HANDBALL/RACQUETBALL COURTS | 1 |  |  | Main camp
148 | CCSD |  | DHAHRAN | RECREATION EQUIPMENT STORAGE | 1 |  |  | Main camp
149 | CCSD |  | DHAHRAN | REC MULTI PURPOSE BLDG | 1 |  |  | Main camp
150 | CCSD |  | DHAHRAN | OUTDOOR BASKETBALL | 1 |  |  | Main camp
151 | CCSD |  | DHAHRAN | DHAHRAN SCHOOL MOSQUE NEAR BLDG 223 | 1 |  |  | Main camp
152 | CCSD |  | DHAHRAN | KING'S ROAD PLAYGROUND | 1 |  |  | Main camp
153 | CCSD |  | DHAHRAN | PATIO TENNIS COURTS | 1 |  |  | Main camp
154 | CCSD |  | DHAHRAN | SOFTBALL/SOCCER FIELDS | 1 |  |  | Main camp
155 | CCSD |  | DHAHRAN | RUGBY FIELD | 1 |  |  | Main camp
156 | CCSD |  | DHAHRAN | BALLFIELD | 1 |  |  | Main camp
157 | CCSD |  | DHAHRAN | OUTDOOR HANDBALL COURT | 1 |  |  | Main camp
158 | CCSD |  | DHAHRAN | GARDEN GROUP PORTABLE | 1 |  |  | Main camp
159 | CCSD |  | DHAHRAN | GOLF COURSES | 1 |  |  | Main camp
160 | CCSD |  | DHAHRAN | MUSALLAH | 1 |  |  | Main camp
161 | CCSD |  | DHAHRAN | PUBLIC HAMMAM NEAR 329 RAINBOW | 1 |  |  | Main camp
162 | CCSD |  | DHAHRAN | PUBLIC HAMMAM OPP 136 ACACIA COURT | 1 |  |  | Main camp
163 | CCSD |  | DHAHRAN | PUBLIC HAMMAM OPP 112 BANYAN COURT | 1 |  |  | Main camp
164 | CCSD |  | DHAHRAN | PUBLIC HAMMAM OPP 123 DOLPHIN COURT | 1 |  |  | Main camp
165 | CCSD |  | DHAHRAN | PUBLIC HAMMAM OPP 104 GOLDEN COURT | 1 |  |  | Main camp
166 | CCSD |  | DHAHRAN | PUBLIC HAMMAM OPP 112 KENWORTH COURT | 1 |  |  | Main camp
167 | CCSD |  | DHAHRAN | PUBLIC HAMMAM OPP 139 KENWORTH COURT | 1 |  |  | Main camp
168 | CCSD |  | DHAHRAN | PUBLIC HAMMAM GARDENING WRHSE #424 | 1 |  |  | Main camp
169 | CCSD |  | DHAHRAN | GARDENING AND SANITATION BLDG | 1 |  |  | Main camp
170 | CCSD |  | DHAHRAN | DPC-237 NURSERY AREA | 1 |  |  | Main camp
171 | CCSD |  | DHAHRAN | BUS SHELTER CANYON RD CR EUCALYPTUS CT | 1 |  |  | Main camp
172 | CCSD |  | DHAHRAN | BUS SHELTER SOUTH ROAD OPP FALCON CT | 1 |  |  | Main camp
173 | CCSD |  | DHAHRAN | BUS SHELTER BLDG 9020 CANYON ROAD | 1 |  |  | Main camp
174 | CCSD |  | DHAHRAN | NURSERY_OFFICE_#1 | 1 |  |  | Main camp
175 | CCSD |  | DHAHRAN | NURSERY_OFFICE_#2 | 1 |  |  | Main camp
176 | CCSD |  | DHAHRAN | CAFETERIA | 1 |  |  | Main camp
177 | CCSD |  | DHAHRAN | MOSQUE | 1 |  |  | Main camp
178 | CCSD |  | DHAHRAN | MATERIAL WAREHOUSE (DPC 153) | 1 |  |  | Main camp
179 | CCSD |  | DHAHRAN | MATERIAL STORAGE WAREHOUSE (DPC 153) | 1 |  |  | Main camp
HILLS CAMP |  |  |  |  | 67 | 19.2%
1 | CCSD |  | DHAHRAN | DHAHRAN HILLS SNACK BAR 3 | 1 | Food & Beverage | Concession | Hills Camp | Hills Recreation Complex | 4150 | Restaurant | 1 | Restaurant | 1 |  | 70 | AHU | N/A | Smoke detector | Central | N | N/A | YES | YES | NO | N/A | NO | Stone | YES | N/A | 110V/220V
2 | CCSD |  | DHAHRAN | PRACTICE FIELDS 1 & 2 | 2 | Sports Fields | Recreation | Hills Camp | Hills Recreation Complex | N/A | outdoor field | N/A | outdoor field | 2 |  | 50 | N/A | N/A | N/A | N/A | N/A | N/A | N/A | N/A | N/A | Yes | N/A | N/A | N/A | N/A | N/A | 60
3 | CCSD |  | DHAHRAN | FAMILY RECREATION CENTER | 1 | Office | Recreation | Hills Camp | Hills Recreation Complex | 4150 | office | N/A | office | 1 |  | 12 | Central | N/A | Smoke dtctr | N/A | N/A | N/A | N/A | N/A | N/A | N/A | N/A | N/A | Yes | N/A | 110v / 220v | 12
4 | CCSD |  | DHAHRAN | DH HILLS POOL FACILITY | 1 | Swimming Pool | Recreation | Hills Camp | Hills Recreation Complex | 4151 | outdoor | N/A | outdoor | 4 |  | 350 | N/A | N/A | N/A | N/A | N/A | N/A | N/A | N/A | N/A | Yes | Yes | N/A | N/A | N/A | 110v / 220v | 350
5 | CCSD |  | DHAHRAN | DH HILLS FAMILY CENTER | 1 | Game Center | Recreation | Hills Camp | Hills Recreation Complex | 4150 | game room | N/A | game room | 1 |  | 100 | Central | N/A | Smoke dtctr | N/A | N/A | N/A | N/A | N/A | Yes | Yes | N/A | N/A | N/A | N/A | 110v / 220v | 60
6 | CCSD |  | DHAHRAN | SQUASH COURT | 1 | Sports Courts | Recreation | Hills Camp | Hills Recreation Complex | 4154 | indoor sport | N/A | indoor sport | 4 |  | 30 | Central | N/A | Smoke dtctr | N/A | N/A | N/A | N/A | N/A | N/A | Yes | N/A | N/A | N/A | N/A | 110v / 220v | 60
7 | CCSD |  | DHAHRAN | NEW ART GROUP BUILDING | 1 | Classroom | Recreation | Hills Camp | Hills Recreation Complex | 4155 | classes | N/A | classes | 2 |  | 50 | Central | N/A | Smoke dtctr | N/A | N/A | Gallery | N/A | N/A | N/A | N/A | N/A | N/A | N/A | N/A | 110v / 220v | 40
8 | CCSD |  | DHAHRAN | AL-WAHA SOUTH | 1 | Classroom | Recreation | Hills Camp | Hills Recreation Complex | 4156 | classes | N/A | classes | 1 |  | 150 | Central | N/A | Smoke dtctr | N/A | N/A | Function room | N/A | N/A | N/A | N/A | Yes | Pre-cast | N/A | N/A | 110v / 220v | 175
9 | CCSD |  | DHAHRAN | AL-WAHA NORTH | 1 | Classroom | Recreation | Hills Camp | Hills Recreation Complex | 4157 | classes | N/A | classes | 1 |  | 100 | Central | N/A | Smoke dtctr | N/A | N/A | Function room | N/A | N/A | N/A | N/A | N/A | N/A | N/A | N/A | 110v / 220v | 200
10 | CCSD |  | DHAHRAN | BMX TRACK / JOGGING PATH | 1 | Sports Fields | Recreation | Hills Camp | Hills Recreation Complex | N/A | outdoor field | N/A | outdoor field | 3 |  | 50 | N/A | N/A | N/A | Split | N/A | Security golf gate | N/A | N/A | N/A | Yes | N/A | N/A | Yes | N/A | 110v / 220v | 50
11 | CCSD |  | DHAHRAN | TENNIS COURTS | 1 | Sports Courts | Recreation | Hills Camp | Hills Recreation Complex | N/A | outdoor field | N/A | outdoor field | 15 |  | 100 | N/A | N/A | N/A | N/A | N/A | N/A | N/A | N/A | N/A | Yes | N/A | N/A | N/A | N/A | N/A | 100
12 | CCSD |  | DHAHRAN | HOBBY FARM | 1 | Others | Recreation | Hills Camp | Hills Recreation Complex | N/A | outdoor | N/A | outdoor | 12 |  | 50 | N/A | N/A | N/A | Split | N/A | Club House | N/A | N/A | N/A | Yes | N/A | N/A | Yes | N/A | 110v / 220v | 100
13 | CCSD |  | DHAHRAN | TENNIS COURT PORTABLE | 1 | Office | Recreation | Hills Camp | Hills Recreation Complex | NO BLDG.# | indoor | N/A | indoor | 1 |  | 25 | Split | N/A | N/A | Split | N/A | Living Room | N/A | N/A | N/A | Yes | N/A | concrete | N/A | N/A | 110v / 220v | 15
14 | CCSD |  | DHAHRAN | L SECTION - DOG PARK | 1 | Others | Recreation | Hills Camp | Hills Recreation Complex | N/A | outdoor field | N/A | outdoor field | 1 |  | 15 | N/A | N/A | N/A | N/A | N/A | N/A | N/A | N/A | N/A | N/A | N/A | N/A | Yes | N/A | N/A
15 | CCSD |  | DHAHRAN | BALL FIELDS 1 & 2 | 2 | Sports Fields | Recreation | Hills Camp | Hills Recreation Complex | NO BLDG.# | outdoor | N/A | outdoor | 2 |  | 200 | Split | N/A | N/A | Split | N/A | Toilet | N/A | N/A | N/A | Yes | N/A | N/A | N/A | N/A | 110v / 220v | 800
16 | CCSD |  | DHAHRAN | DH HILLS PARK | 1 | Others | Recreation | Hills Camp | Hills Recreation Complex | N/A | outdoor | N/A | outdoor | 1 |  | 500 | N/A | N/A | N/A | Split | N/A | Toilet | N/A | N/A | Yes | N/A | N/A | N/A | Yes | N/A | 110v / 220v | 1000
17 | CCSD |  | DHAHRAN | TRACK SOCCER FIELD 1 | 1 | Sports Fields | Recreation | Hills Camp | Hills Recreation Complex | N/A | outdoor field | N/A | outdoor field | 1 |  | 100 | N/A | N/A | N/A | N/A | N/A | N/A | N/A | N/A | N/A | Yes | N/A | N/A | N/A | N/A | 110v / 220v | 600
18 | CCSD |  | DHAHRAN | RECREATION OFFICE | 1 | Office | Recreation | Hills Camp | Hills Recreation Complex | 4150 | Office | N/A | Office | 1 |  | 10 | AHU, Split Type | N/A | Smoke Detector | N/A | N/A | N/A | N/A | N/A | N/A | N/A | N/A | N/A | N/A | N/A | 110V/220V
19 | CCSD |  | DHAHRAN | MALE / FEMALE LOCKER ROOM | 1 | Others | Recreation | Hills Camp | Hills Recreation Complex | 4151 | Locker Room | N/A | Locker Room | 1 |  | 50 | Window Type | Yes | Fire Alarm System | Yes | Yes | Yes | N/A | N/A | N/A | N/A | N/A | N/A | N/A | N/A | 110V/220V
20 | CCSD |  | DHAHRAN | EXERCISE ROOM | 1 | Fitness Gym | Recreation | Hills Camp | Hills Recreation Complex | 4151 | Exercise | N/A | Exercise | 1 |  | 500 | AHU | Yes | Fire Alarm System | Yes | Yes | Yes | N/A | N/A | N/A | N/A | N/A | N/A | Yes | Yes | 110V/220V
21 | CCSD |  | DHAHRAN | SQUASH/RACQUETBALL COURTS | 1 | Sports Courts | Recreation | Hills Camp | Hills Recreation Complex | 4154 | Squash Ball | N/A | Squash Ball | 1 |  | 50 | AHU | Yes | Smoke Detector | N/A | N/A | N/A | N/A | N/A | N/A | N/A | N/A | N/A | N/A | N/A | 110V/220V
22 | CCSD |  | DHAHRAN | HANDBALL/RACQUETBALL COURTS | 1 | Sports Courts | Recreation | Hills Camp | Hills Recreation Complex | No Bldg # | Racquet Ball | N/A | Racquet Ball | 1 |  | 50 | AHU | Yes | N/A | N/A | N/A | N/A | N/A | N/A | N/A | N/A | N/A | N/A | N/A | N/A | 110V
23 | CCSD |  | DHAHRAN | RECREATION EQUIPMENT STORAGE | 1 | Others | Recreation | Hills Camp | Hills Recreation Complex | B-251 | Storage | N/A | Storage | 1 |  | 30 | Window Type | Yes | Smoke Detector | N/A | N/A | N/A | N/A | N/A | N/A | N/A | N/A | N/A | N/A | N/A | 110V
24 | CCSD |  | DHAHRAN | ART GROUP & EXHIBIT CENTER | 1 | Office | Recreation | Hills Camp | Hills Recreation Complex | 4155 | Office | N/A | Office | 1 |  | 4 | AHU | N/A | Smoke Detector | Central | N | N/A | N/A | Yes | N/A | N/A | N/A | Wooden | N/A | N/A | 110V/220V
25 | CCSD |  | DHAHRAN | DH HILLS LAUNDRY SHOP | 1 | Services | Concession | Hills Camp | Society Groups Area | M-321-R | Shop | 1 | Shop | 1 |  | 5 | AHU | N/A | Smoke detector | Central | N | N/A | NO | YES | NO | YES | NO | Wooden | YES | N/A | 110V/220V
26 | CCSD |  | DHAHRAN | MINI MARKET | 1 | Supermarket | Concession | Hills Camp | Society Groups Area | M-317-R | Commissary | 1 | Shop | 1 |  | 10 | AHU | N/A | Smoke detector | Central | N | N/A | NO | YES | NO | YES | NO | Wooden | YES | N/A | 110V/220V
27 | CCSD |  | DHAHRAN | SNACK BAR 1 | 1 | Food & Beverage | Concession | Hills Camp | Society Groups Area | 211 | Restaurant | 1 | Restaurant | 1 |  | 120 | AHU& Split | YES | Smoke detector | Central | N | N/A | YES | YES | YES | NO | NO | Stone | YES | N/A | 110V/220V/380V
28 | CCSD |  | DHAHRAN | DHAHRAN RUNNERS CLUB | 1 | Office | Recreation | Hills Camp | Society Groups Area | M-313-R | office | N/A | office | 1 |  | 25 | Window | N/A | Smoke dtctr | N/A | N/A | N/A | N/A | N/A | N/A | N/A | N/A | N/A | N/A | N/A | 110v / 220v | 12
29 | CCSD |  | DHAHRAN | DHAHRAN YOUTH BASEBALL ASSOCIATION | 1 | Office | Recreation | Hills Camp | Society Groups Area | M-358-R | office | N/A | office | 1 |  | 25 | Window | N/A | Smoke dtctr | N/A | N/A | N/A | N/A | N/A | N/A | N/A | N/A | N/A | N/A | N/A | 110v / 220v | 12
30 | CCSD |  | DHAHRAN | R.C. GROUP | 1 | Office | Recreation | Hills Camp | Society Groups Area | NFUD720 | office | N/A | office | 1 |  | 75 | Central | N/A | Smoke dtctr | N/A | N/A | N/A | N/A | N/A | N/A | N/A | N/A | N/A | N/A | N/A | 110v / 220v | 80
31 | CCSD |  | DHAHRAN | AAA CLUBHOUSE PORTABLE | 1 | Office | Recreation | Hills Camp | Canyon Road | No Bldg # | office | N/A | office | N/A |  | 15 | split | N/A | Smoke Detector | N/A | N/A | N/A | N/A | Yes | N/A | N/A | N/A | Wooden | N/A | N/A | 110V/220V
32 | CCSD |  | DHAHRAN | AAA GARAGE | 1 | Services | Recreation | Hills Camp | Canyon Road | 9028 | Storage | N/A | Storage | N/A |  | N/A | Window Type | N/A | Smoke Detector | N/A | N/A | N/A | N/A | Yes | N/A | N/A | N/A | Wooden | N/A | N/A | 110V/220V | 120
33 | CCSD |  | DHAHRAN | DUCK POND | 1 | Others | Recreation | Hills Camp | Duck Pond | N/A | N/A | N/A | N/A | 1 |  | 100 | N/A | Yes | N/A | N/A | N/A | N/A | N/A | Yes | N/A | Yes | N/A | N/A | Yes | N/A | 110V/220V
34 | CCSD |  | DHAHRAN | DUCK POND HAMMAM | 1 | Others | Recreation | Hills Camp | Duck Pond | No Bldg # | Toilet | N/A | Toilet | 1 |  | 10 | Split Type | N/A | N/A | Split AC | Yes | N/A | N/A | Yes | N/A | N/A | N/A | N/A | N/A | N/A | 110V/220V
35 | CCSD |  | DHAHRAN | DUCK POND MOSQUE | 1 | Mosque | Others | Hills Camp | Duck Pond | No Bldg # | Mosque | N/A | Mosque | 1 |  | 10 | Split Type | N/A | Smoke Detector | Split AC | N/A | N/A | N/A | Yes | N/A | N/A | N/A | N/A | N/A | N/A | 110V/220V
36 | CCSD |  | DHAHRAN | RECREATION STORAGE | 1 | Others | Recreation | Hills Camp | Rec Store | 251 | Storage | N/A | Storage | 1 |  | 10 | Split Type | N/A | Smoke Detector | N/A | N/A | N/A | N/A | N/A | N/A | N/A | N/A | N/A | N/A | N/A | 110V/220V
37 | CCSD |  | DHAHRAN | ROLLER SKATING RINK | 1 | Sports Fields | Recreation | Hills Camp |  |  |  | N/A | Storage | 1 |  | 10 | Split Type | N/A | Smoke Detector | N/A | N/A | N/A | N/A | N/A | N/A | N/A | N/A | N/A | N/A | N/A | 110V/220V
38 | CCSD |  | DHAHRAN | TENNIS PORTABLE | 1 | Office | Recreation | Hills Camp |  |  | Portable | N/A | Portable | 1 |  | 50 | AHU | Yes | Smoke Detector | N/A | N/A | N/A | N/A | N/A | N/A | Yes | N/A | N/A | N/A | N/A | 110V/220V
39 | CCSD |  | DHAHRAN | MEETING ROOM | 1 | Others | Recreation | Hills Camp |  |  | classes | N/A | classes | 1 |  | 25 | Central | N/A | Smoke dtctr | N/A | N/A | N/A | N/A | N/A | N/A | Yes | N/A | N/A | N/A | N/A | 110v / 220v
40 | CCSD |  | DHAHRAN | GAME ROOM #2 | 1 | Classroom | Recreation | Hills Camp |  |  | classes | N/A | classes | 1 |  | 25 | Central | N/A | Smoke dtctr | N/A | N/A | N/A | N/A | N/A | N/A | Yes | N/A | N/A | N/A | N/A | 110v / 220v
41 | CCSD |  | DHAHRAN | GAME ROOM #1 | 1 | Classroom | Recreation | Hills Camp |  |  | classes | N/A | classes | 1 |  | 25 | Central | N/A | Smoke dtctr | N/A | N/A | N/A | N/A | N/A | N/A | Yes | N/A | N/A | N/A | N/A | 110v / 220v
42 | CCSD |  | DHAHRAN | L & R SOCCER FIELDS | 2 | Sports Fields | Recreation | Hills Camp |  |  | outdoor | N/A | outdoor | 1 |  | 75 | N/A | N/A | N/A | N/A | N/A | N/A | N/A | N/A | N/A | N/A | N/A | N/A | Yes | N/A | 110v / 220v
43 | CCSD |  | DHAHRAN | SAFANIYAH DRIVE PLAYGROUND | 1 | Others | Recreation | Hills Camp
44 | CCSD |  | DHAHRAN | PUBLIC HAMMAM NEAR 349 PRARIE VIEW | 1 | Others | Others | Hills Camp
45 | CCSD |  | DHAHRAN | PUBLIC HAMMAM NEAR 558 MARJAN CIRCLE | 1 | Others | Others | Hills Camp
46 | CCSD |  | DHAHRAN | PUBLIC HAMMAM NEAR 582 SAFFANIYAH DR. | 1 | Others | Others | Hills Camp
47 | CCSD |  | DHAHRAN | PUBLIC HAMMAM NEAR 732 HANIFA | 1 | Others | Others | Hills Camp
48 | CCSD |  | DHAHRAN | PUBLIC HAMMAM NEAR 670 SAIHAT | 1 | Others | Others | Hills Camp
49 | CCSD |  | DHAHRAN | PUBLIC HAMMAM BEHIND 386 GHAWAR | 1 | Others | Others | Hills Camp
50 | CCSD |  | DHAHRAN | PUBLIC HAMMAM OPP BLDG.206L PENINSULA | 1 | Others | Others | Hills Camp
51 | CCSD |  | DHAHRAN | PUBLIC HAMMAM OPP 386 LEMON CIRCLE | 1 | Others | Others | Hills Camp
52 | CCSD |  | DHAHRAN | DH HILLS RMD OFFICE | 1 | Office | Others | Hills Camp
53 | CCSD |  | DHAHRAN | QATIF LANE PLAYGROUND | 1 | Others | Recreation | Hills Camp
54 | CCSD |  | DHAHRAN | AQUARIUM SOCIETY | 1 | Office | Recreation | Hills Camp
55 | CCSD |  | DHAHRAN | PUBLIC HAMMAM NR BMX TRACK | 1 | Others | Others | Hills Camp
56 | CCSD |  | DHAHRAN | DH HILLS MOSQUE | 1 | Others | Others | Hills Camp
57 | CCSD |  | DHAHRAN | PENINSULA SOCCER FIELD | 1 | Sports Fields | Recreation | Hills Camp
58 | CCSD |  | DHAHRAN | DH HILLS PLAYGROUND (17) | 1 | Others | Recreation | Hills Camp
59 | CCSD |  | DHAHRAN | PORTABLE HAMMAMS (170) | 1 | Others | Others | Hills Camp
60 | CCSD |  | DHAHRAN | MUSALLA | 1 | Others | Others | Hills Camp
61 | CCSD |  | DHAHRAN | ARAMCO EMPLOYMENT CENTER | 1 | Office | Others | Hills Camp
62 | CCSD |  | DHAHRAN | NEW GARDEN AREA HAMMAM NR GOLF COURSE | 1 |  | Recreation | Hills Camp
63 | CCSD |  | DHAHRAN | HOBBY SHOP | 1 | Services | JH Recreation | Hills Camp |  | 3020 | HOBBY SHOP | NA | HOBBY SHOP | 1 |  | 20 | AHU | YES | Control panel | CENTRAL | N | NA | NA | YES | YES | NA | NO | NO | NA | N/A | 110/220/480
64 | CCSD |  | DHAHRAN | LAUNDRYMAT | 1 | Services | JH Concession | Hills Camp |  | 659 | Shop | 1 | Shop | 1 |  | 10 | AHU | N/A | Smoke detector | Central | N | N/A | NO | YES | NO | YES | NO | Stone | YES | N/A | 110V/220V/380V
JEBEL HEIGHTS |  |  |  |  | 28 | 8.023%
1 | CCSD |  | DHAHRAN | RUB AL-KHALI SOCCER AND CRICKET FIELDS | 12 | Sports Fields | JH Recreation | Jebel Heights | Jebel Heights Facilites Center | N/A | N/A | N/A | outdoor | 12 |  | 1500 | N/A | N/A | N/A | N/A | N/A | N/A | Yes | N/A | N/A | Yes | N/A | N/A | Yes | N/A | 110v / 220v
2 | CCSD |  | DHAHRAN | JEBEL HEIGHT ROAD - PADEL COURT | 4 | Sports Courts | JH Recreation | Jebel Heights | Jebel Heights Facilites Center | N/A | outdoor field | N/A | outdoor field | 4 |  | 120 | N/A | N/A | N/A | N/A | N/A | N/A | N/A | N/A | N/A | N/A | N/A | N/A | N/A | N/A | 110v / 220v
3 | CCSD |  | DHAHRAN | JEBEL HEIGHT COMMUNITY CENTER | 2 | Supermarket | JH Concession | Jebel Heights | Jebel Height Facilites Center | JH-15 | Super Market | 1 | Super Market | 1 |  | 225 | AHU& Split | YES | Smoke detector | Central | N | N/A | YES | YES | YES | NO | NO | PVC & Glass | YES | N/A | 110V/220V/380V
4 | CCSD |  | DHAHRAN | JEBEL HEIGHT RECREATION UNIT | 3 | Office | JH Recreation | Jebel Heights | Jebel Height Facilites Center | JH-14 | office | N/A | office | 5 |  | 25 | Central | N/A | N/A | N/A | N/A | N/A | N/A | N/A | N/A | N/A | N/A | N/A | N/A | N/A | 110v / 220v
5 | CCSD |  | DHAHRAN | JEBEL HEIGHTS ROAD - SOCCER FIELD | 6 | Sports Fields | JH Recreation | Jebel Heights | Jebel Height Facilites Center | N/A | outdoor field | N/A | outdoor field | 5 |  | 600 | N/A | N/A | N/A | N/A | N/A | N/A | N/A | N/A | N/A | N/A | N/A | N/A | N/A | N/A | 110v / 220v
70 | CCSD |  | DHAHRAN | MUSALLA | 1 | Mosque | Mosque | Jebel Heights | Jebel Height Facilites Center
INDUSTRIAL AREA |  |  |  |  | 16 | 4.585%
1 | CCSD |  | DHAHRAN | AL-MUJAMMA MOSQUE | 1 |  |  | Industrial Area
2 | CCSD |  | DHAHRAN | KENNEL CLUB EXTENSION | 1 |  |  | Industrial Area
3 | CCSD |  | DHAHRAN | TAXI STATION | 1 |  |  | Industrial Area
4 | CCSD |  | DHAHRAN | BLDG-3300 NORTH PARK (CONCESSION) | 1 | Food & Beverage | Concession | Industrial Area | Midra Area | 3300 | Restaurant | 1 | Restaurant | 1 |  | 276 | AHU& Split | N/A | Smoke detector | Central | N | N/A | YES | YES | YES | NO | NO | Wooden | YES | N/A | 110V/220V
5 | CCSD |  | DHAHRAN | AL MIDRA OUTDOOR GYM -1 | 1 | Fitness Gym | Recreation | Industrial Area | Midra Area | 3305 | Gym 1 | N/A | Gym 1 | 1 |  | 60 | N/A | N/A | N/A | N/A | N/A | N/A | N/A | Yes | N/A | Yes | N/A | N/A | N/A | N/A | N/A
6 | CCSD |  | DHAHRAN | AL MIDRA OUTDOOR GYM -2 | 1 | Fitness Gym | Recreation | Industrial Area | Midra Area | 3305 | Gym 2 | N/A | Gym 2 | 1 |  | 50 | N/A | N/A | N/A | N/A | N/A | N/A | N/A | Yes | N/A | Yes | N/A | N/A | N/A | N/A | N/A
7 | CCSD |  | DHAHRAN | AL MIDRA OUTDOOR PLAZA | 1 | Others | Recreation | Industrial Area | Midra Area | 3305 | outdoor Plaza | N/A | outdoor Plaza | 1 |  | 40 | N/A | N/A | N/A | N/A | N/A | N/A | N/A | Yes | N/A | Yes | N/A | N/A | N/A | N/A | N/A
8 | CCSD |  | DHAHRAN | AL MIDRA MAIN SOCCER FIELD | 1 | Sports Fields | Recreation | Industrial Area | Midra Area | No Bldg # | soccer field | N/A | soccer field | 1 |  | 110 | N/A | N/A | N/A | N/A | N/A | N/A | N/A | Yes | N/A | Yes | N/A | N/A | N/A | N/A | N/A
9 | CCSD |  | DHAHRAN | AL MIDRA SECONDARY SOCCER FIELD | 2 | Sports Fields | Recreation | Industrial Area | Midra Area | No Bldg # | soccer field | N/A | soccer field | 1 |  | 60 | N/A | N/A | N/A | N/A | N/A | N/A | N/A | Yes | N/A | Yes | N/A | N/A | N/A | N/A | N/A
10 | CCSD |  | DHAHRAN | AL MIDRA TENNIS COURT | 2 | Sports Courts | Recreation | Industrial Area | Midra Area | No Bldg # | Tennis court | N/A | Tennis court | 1 |  | 27 | N/A | N/A | N/A | N/A | N/A | N/A | N/A | Yes | N/A | Yes | N/A | N/A | N/A | N/A | N/A
11 | CCSD |  | DHAHRAN | AL MIDRA MALE FITNESS ROOM | 1 | Fitness Gym | Recreation | Industrial Area | Midra Area | 3329 | Male fitness room | N/A | Male fitness room | 1 |  | 348 | AHU | YES | Smoke Detector | AHU TYPE | N/A | N/A | N/A | Yes | N/A | N/A | Yes | Yes | Yes | N/A | 220V
12 | CCSD |  | DHAHRAN | AL MIDRA FEMALE FITNESS ROOM | 1 | Fitness Gym | Recreation | Industrial Area | Midra Area | 3329 | Female fitness room | N/A | Female fitness room | 1 |  | 278 | AHU | YES | Smoke Detector | AHU TYPE | N/A | N/A | N/A | Yes | N/A | N/A | Yes | Yes | Yes | N/A | 220V
13 | CCSD |  | DHAHRAN | AL MIDRA BASKETBALL COURT | 1 | Sports Courts | Recreation | Industrial Area | Midra Area | No Bldg # | basketball | N/A | basketball | 1 |  | 132 | AHU | YES | Smoke Detector | AHU TYPE | N/A | N/A | N/A | Yes | N/A | N/A | Yes | Yes | Yes | N/A | 220V
14 | CCSD |  | DHAHRAN | FURNITURE WAREHOUSE | 1 |  |  | Industrial Area |  | 3131
PUBLIC PARKS |  |  |  |  | 6 | 1.719%
15 | CCSD |  | DHAHRAN | Dana Park | 1 | Parks & Plaza |  | Public Park
16 | CCSD |  | DHAHRAN | DRT Park - Zone 1 | 1 | Parks & Plaza |  | Public Park
17 | CCSD |  | DHAHRAN | DRT Park - Zone 4 | 1 | Parks & Plaza |  | Public Park
18 | CCSD |  | DHAHRAN | DRT Park - Zone 5 | 1 | Parks & Plaza |  | Public Park
19 | CCSD |  | DHAHRAN | DRT Park - Zone 7 | 1 | Parks & Plaza |  | Public Park
20 | CCSD |  | DHAHRAN | Al Ramis Park | 1 | Parks & Plaza |  | Public Park

## Facilities Profiling
| Extract these information from SAP | [9 empty] | Select the type of AC from the below. (You can select multiple options) Window Split Casette Duct Concealed Free Standing Other : enter the type | Yes: Fire Sprinkler Installed No: Fire Sprinkler not Installed | Yes: Fire Alarm Installed No: Fire Alarm not installed | What is the voltage of power, Select multiple options if required. 110 V 220 V 380 V 480 V | Programmed for VCP implementation or not? Completed: Finished Inprogress: Ongoing Not Applicable: not covered under VCP program Planned: mention the date ion next column | Mention the date if it is planned | Availabllity of Smart Power Meter in the Facility Yes: if installed No: Not Installed | Available or not Yes: if available No: Not Available | If yes identify the year installed | EIFS Condition Poor below 25 Average 25 to 50 good 50 to 75 Excellent 75 to 100 | Condition of Paint, Gypsum board, Doors, ETC Poor below 25 Average 25 to 50 good 50 to 75 Excellent 75 to 100 | Obsollete Not Obsellete | Number of obsolllete HVAC equipment | Number of obsolllete Electrical equipment | Water Proofing Poor below 25 Average 25 to 50 good 50 to 75 Excellent 75 to 100 | Availability Yes or No if yes reflect expiry date | enter the date | Is the full inspection of the facility completed ir not?
No. | Function Location ID | SAP Function Location | Building Name | Building Number | Facility Type | Function | Macro Area | Micro Area | Proponent | Zone | HVAC Type | Sprinkler | Alarm | Power Source | VCP Status | VCP Planned Date | Smart Power Meter Status | EIFS (Exterior Insulation Finish System) | EIFS installed year | Exterior Cladding Condition | Interior Achitectural Condition | Fire Protection System Obsellete | HVAC Condition | Electrical Condition | Roofing Condition | Water Proofing Warranty | Water Proofing Warranty Date | Completed
2 | DHF-DRC-RECR-00601 | DHF-DRC-RECR-00601 | AR RABIYAH COMMUNITY CONCESSION (MINI MARKET) | 601 | Supermarket | Concession | Ar Rabiyah | Rabiyah Facilities Center | RSD | Ar Rabiyah
3 | DHF-DRC-PARK-PARK1 | DHF-DRC-PARK-PARK1 | AR-RABIYAH PARK IN FRONT OF LOT 5 | No Bldg # | Others | Parking Area | Ar Rabiyah | Rabiyah Facilities Center | DRSD | Ar Rabiyah
4 | DHF-DRC-PARK-PARK2 | DHF-DRC-PARK-PARK2 | AR-RABIYAH PARK IN FRONT OF LOT 73 | No Bldg # | Others | Parking Area | Ar Rabiyah | Rabiyah Facilities Center | DRSD | Ar Rabiyah
5 | DHF-DRC-RECR-00600 | DHF-DRC-RECR-00600 | AR-RABIYAH RECREATION FACILITIES | 600 | Entertainment | Recreation | Ar Rabiyah | Rabiyah Facilities Center | RSD | Ar Rabiyah
6 | DHF-DRC-RECR-00600-01 | DHF-DRC-RECR-00600-01 | AR-RABIYAH COMMUNITY CENTER | 600 | Multi-purpose hall | Recreation | Ar Rabiyah | Rabiyah Facilities Center | RSD | Ar Rabiyah
7 | DHF-DRC-RECR-0615F | DHF-DRC-RECR-0615F | AR-RABIYAH RECREATION HALL | 615 | Multi-purpose hall | Recreation | Ar Rabiyah | Rabiyah Facilities Center | RSD | Ar Rabiyah
8 | DHF-DRC-RECR-09151 | DHF-DRC-RECR-09151 | AR-RABIYAH RECREATION HALL | 600 | Multi-purpose hall | Recreation | Ar Rabiyah | Rabiyah Facilities Center | RSD | Ar Rabiyah
9 | DHF-DRT-PH01 | DHF-DRT-PH01 | AR-RABIYAH PLAYGROUND | PH01 | Playground | Kid's Playground | Ar Rabiyah | Rabiyah Facilities Center | DRSD | Ar Rabiyah
10 | DHF-DRC-HAMM-SH018 | DHF-DRC-HAMM-SH018 | PUBLIC HAMMAM AR-RABIYAH GARDENING | SH018 | Others | Public Toilet | Ar Rabiyah | Rabiyah Facilities Center | DRSD | Ar Rabiyah
11 | DHF-DRC-HAMM-SH020 | DHF-DRC-HAMM-SH020 | PUBLIC HAMMAM AR-ABIYAH RECREATION | SH020 | Others | Public Toilet | Ar Rabiyah | Rabiyah Facilities Center | DRSD | Ar Rabiyah
12 | DHF-DRC-MOSQ | DHF-DRC-MOSQ | OTHMAN BIN AFFAN MOSQUE (Ar-Rabiyah) | No Bldg # | Mosque | Mosque | Ar Rabiyah | Rabiyah Facilities Center | DRSD | Ar Rabiyah
13 | DHF-DRC-0916 | DHF-DRC-0916 | AR-RABIYAH GRDNG & SAN. OFFICE | 916 | Office | Prayer Area | Ar Rabiyah | Rabiyah Facilities Center | GOS | Ar Rabiyah
14 | DHF-DMC-0145 | DHF-DMC-0145 | AL MUNIRAH COMMISSARY | 145 | Supermarket | Concession | Al Munirah | Munirah Area | RSD | Al Munirah
15 | DHF-DMC-DINE-0101F | DHF-DMC-DINE-0101F | AL-MUNIRAH DINING HALL | 101F | Food & Beverage | Concession | Al Munirah | Munirah Area | RSD | Al Munirah
16 | DHF-DMC-0213 | DHF-DMC-0213 | THE SQUARE | 213 | Food & Beverage | Concession | Al Munirah | Munirah Area | RSD | Al Munirah
17 | DHF-DMC-RECR-1921F | DHF-DMC-RECR-1921F | AL-MUNIRAH GAME ROOM & LIBRARY | 105 | Multi-purpose hall | Recreation | Al Munirah | Munirah Area | RSD | Al Munirah
18 | DHF-DMC-RECR-00107 | DHF-DMC-RECR-00107 | AL-MUNIRAH THEATER | 107 | Entertainment | Recreation | Al Munirah | Munirah Area | RSD | Al Munirah
19 | DHF-DMC-RECR-0103B | DHF-DMC-RECR-0103B | AL-MUNIRAH MULTI-PURPOSE GYM | 103 | Multi-purpose hall | Recreation | Al Munirah | Munirah Area | RSD | Al Munirah
20 | DHF-DMC-RECR-0103A | DHF-DMC-RECR-0103A | AL-MUNIRAH EXERCISE GYM | 103 | Fitness Gym | Recreation | Al Munirah | Munirah Area | RSD | Al Munirah
21 | DHF-DMC-RECR-F0307 | DHF-DMC-RECR-F0307 | AL-MUNIRAH SOCCER FIELD | No Bldg # | Sports Fields | Recreation | Al Munirah | Munirah Area | RSD | Al Munirah
22 | DHF-DMC-0106 | DHF-DMC-0106 | AC SERVICE UNIT | 106 | Office | Residential | Al Munirah | Munirah Area | DRSD | Al Munirah
23 | DHF-DMC-0206 | DHF-DMC-0206 | MAINTENANCE UNIT | 206 | Office | Residential | Al Munirah | Munirah Area | DRSD | Al Munirah
24 | DHF-DMC-0149 | DHF-DMC-0149 | HOUSING OFFICE | 146 | Office | Residential | Al Munirah | Munirah Area | DRSD | Al Munirah
25 | DHF-DMC-149F | DHF-DMC-149F | AL MUNIRAH SERVICES BLDG. | 149 | Services | Concession | Al Munirah | Munirah Area | RSD | Al Munirah
26 | DHF-DMC-RECR-F0308-001 | DHF-DMC-RECR-F0308 | AL-MUNIRAH TENNIS COURT #1 | No Bldg # | Sports Courts | Outdoor Tennis Court | Al Munirah | Munirah Area | RSD | Al Munirah
27 | DHF-DMC-RECR-F0308-002 | DHF-DMC-RECR-F0308 | AL-MUNIRAH TENNIS COURT #2 | No Bldg # | Sports Courts | Outdoor Tennis Court | Al Munirah | Munirah Area | RSD | Al Munirah
28 | DHF-DMC-RECR-F0308-003 | DHF-DMC-RECR-F0308 | AL-MUNIRAH TENNIS COURT #3 | No Bldg # | Sports Courts | Outdoor Tennis Court | Al Munirah | Munirah Area | RSD | Al Munirah
29 | DHF-DMC-RECR-F0308-004 | DHF-DMC-RECR-F0308 | AL-MUNIRAH TENNIS COURT #4 | No Bldg # | Sports Courts | Outdoor Tennis Court | Al Munirah | Munirah Area | RSD | Al Munirah
30 | DHF-DMC-RECR-F0308-005 | DHF-DMC-RECR-F0308 | AL-MUNIRAH TENNIS COURT #5 | No Bldg # | Sports Courts | Outdoor Tennis Court | Al Munirah | Munirah Area | RSD | Al Munirah
31 | DHF-DMC-RECR-F0308-006 | DHF-DMC-RECR-F0308 | AL-MUNIRAH PADEL COURT #1 | No Bldg # | Sports Courts | Outdoor Padel Court | Al Munirah | Munirah Area | RSD | Al Munirah
32 | DHF-DMC-RECR-F0308-007 | DHF-DMC-RECR-F0308 | AL-MUNIRAH PADEL COURT #2 | No Bldg # | Sports Courts | Outdoor Padel Court | Al Munirah | Munirah Area | RSD | Al Munirah
33 | DHF-DMC-RECR-F0308-008 | DHF-DMC-RECR-F0308 | AL-MUNIRAH PADEL COURT #3 | No Bldg # | Sports Courts | Outdoor Padel Court | Al Munirah | Munirah Area | RSD | Al Munirah
34 | DHF-DMC-RECR-F0308-009 | DHF-DMC-RECR-F0308 | AL-MUNIRAH PADEL COURT #4 | No Bldg # | Sports Courts | Outdoor Padel Court | Al Munirah | Munirah Area | RSD | Al Munirah
35 | DHF-DMC-RECR-F0308-010 | DHF-DMC-RECR-F0308 | AL-MUNIRAH PADEL COURT #5 | No Bldg # | Sports Courts | Outdoor Padel Court | Al Munirah | Munirah Area | RSD | Al Munirah
36 | DHF-DMC-RECR-F0308-011 | DHF-DMC-RECR-F0308 | AL-MUNIRAH PADEL COURT #6 | No Bldg # | Sports Courts | Outdoor Padel Court | Al Munirah | Munirah Area | RSD | Al Munirah
37 | DHF-DOC-RECR-3RDST-F261A | DHF-DOC-RECR-3RDST-F261 | AL-MUNIRAH BASKETBALL COURT | No Bldg # | Sports Courts | Recreation | Al Munirah | Munirah Area | RSD | Al Munirah
38 | DHF-DOC-RECR-3RDST-F261B | DHF-DOC-RECR-3RDST-F261 | AL-MUNIRAH BASKETBALL COURT | No Bldg # | Sports Courts | Recreation | Al Munirah | Munirah Area | RSD | Al Munirah
39 | DHF-DMC-RECR-MPOOL | DHF-DMC-RECR-MPOOL | AL-MUNIRAH SWIMMING POOL | 19 | Swimming Pool | Recreation | Al Munirah | Munirah Area | RSD | Al Munirah
40 | DHH-DMC-0129 | DHH-DMC-0129 | AL-MUNIRAH RESIDENTIAL BLDG. 129 | 129 | Others | Residential | Al Munirah | Munirah Area | DRSD | Al Munirah
41 | DHH-DMC-0130 | DHH-DMC-0130 | AL-MUNIRAH RESIDENTIAL BLDG. 130 | 130 | Others | Residential | Al Munirah | Munirah Area | DRSD | Al Munirah
42 | DHH-DMC-0131 | DHH-DMC-0131 | AL-MUNIRAH RESIDENTIAL BLDG. 131 | 131 | Others | Residential | Al Munirah | Munirah Area | DRSD | Al Munirah
43 | DHH-DMC-0132 | DHH-DMC-0132 | AL-MUNIRAH RESIDENTIAL BLDG. 132 | 132 | Others | Residential | Al Munirah | Munirah Area | DRSD | Al Munirah
44 | DHH-DMC-0133 | DHH-DMC-0133 | AL-MUNIRAH RESIDENTIAL BLDG. 133 | 133 | Others | Residential | Al Munirah | Munirah Area | DRSD | Al Munirah
45 | DHF-DMC-F329 | DHF-DMC-F330 | AL MUNIRAH MOSQUE | 329 | Mosque | Mosque | Al Munirah | Munirah Area | DRSD | Al Munirah
46 | DHF-DOC-RECR-KINGR-2005 | DHF-DOC-RECR-KINGR-2005 | GOLF CLUB HOUSE | 2005 | Clubhouse | Recreation | Main Camp | Golf Course | RSD | Main Camp
47 | DHF-DOC-RECR-KINGR-F251-001 | DHF-DOC-RECR-KINGR-F251 | GOLF CART SHED #1 | F251 | Others | Golf | Main Camp | Golf Course | RSD | Main Camp
48 | DHF-DOC-RECR-KINGR-F251-002 | DHF-DOC-RECR-KINGR-F251 | GOLF CART SHED #2 | F251 | Others | Golf | Main Camp | Golf Course | RSD | Main Camp
49 | DHF-DOC-RECR-KINGR-F251-003 | DHF-DOC-RECR-KINGR-F251 | GOLF CART SHED #3 | F251 | Others | Golf | Main Camp | Golf Course | RSD | Main Camp
50 | DHF-DOC-RECR-KINGR-F251-004 | DHF-DOC-RECR-KINGR-F251 | GOLF CART SHED #4 | F251 | Others | Golf | Main Camp | Golf Course | RSD | Main Camp
51 | DHF-DOC-RECR-KINGR-F251-005 | DHF-DOC-RECR-KINGR-F251 | GOLF CART SHED #5 | F251 | Others | Golf | Main Camp | Golf Course | RSD | Main Camp
52 | DHF-DOC-2005 | DHF-DOC-2005 | DHAHRAN GOLF CLUB SNACK BAR (Eatsy) | 2005A | Food & Beverage | Concession | Main camp | Golf Course | RSD | Main camp
53 | DHF-DOC-115F | DHF-DOC-115F | DHAHRAN COMMISSARY | 115F | Supermarket | Concession | Main Camp | Main Camp Facilites Center | RSD | Main Camp
54 | DHF-DOC-117 | DHF-DOC-117 | COFFEE SERVICES | 117 | Food & Beverage | Concession | Main Camp | Main Camp Facilites Center | RSD | Main Camp
55 | DHF-DOC-DINE-1445A | DHF-DOC-DINE-1445A | DH DINING HALL | 1445 | Food & Beverage | Concession | Main camp | Main Camp Facilites Center | RSD | Main camp
56 | DHF-DOC-PLZA | DHF-DOC-PLZA | COMMUNITY PLAZA | 112 | Parks & Plaza | Concession | Main camp | Main Camp Facilites Center | RSD | Main camp
57 | DHF-DOC-211F | DHF-DOC-211F | 3RD STREET SNACK BAR 2 | 211 | Food & Beverage | Concession | Main camp | 3rd St. Sports Complex | RSD | Main camp
58 | DHF-DOC-RECR-3RDST-119A | DHF-DOC-RECR-3RDST-119A | 3RD STREET POOL FACILITY | 119-A | Swimming Pool | Recreation | Main camp | 3rd St. Sports Complex | RSD | Main camp
59 | DHF-DOC-RECR-3RDST-209F | DHF-DOC-RECR-3RDST-209F | 3RD STREET YOUTH CENTER | 209F | Entertainment | Recreation | Main Camp | 3rd St. Sports Complex | RSD | Main Camp
60 | DHF-DOC-RECR-3RDST-189 | DHF-DOC-RECR-3RDST-189 | 3RD STREET RECREATION OFFICE | 209F | Office | Recreation | Main camp | 3rd St. Sports Complex | RSD | Main camp
61 | DHF-DOC-RECR-3RDST-209F-001 | DHF-DOC-RECR-3RDST-209F-001 | 3RD STREET PRAYER ROOM | 209F | Mosque | Others | Main camp | 3rd St. Sports Complex | RSD | Main camp
62 | DHF-DOC-RECR-3RDST-221 | DHF-DOC-RECR-3RDST-221 | 3RD STREET EXERCISE GYM | 221 | Fitness Gym | Recreation | Main camp | 3rd St. Sports Complex | RSD | Main camp
63 | DHF-DOC-RECR-3RDST-F256 | DHF-DOC-RECR-3RDST-F256 | 3RD STREET SOCCER FIELD #1 & RUNNING TRACK | No Bldg # | Sports Fields | Recreation | Main camp | 3rd St. Sports Complex | RSD | Main camp
64 | DHF-DOC-RECR-3RDST-F259 | DHF-DOC-RECR-3RDST-F259 | 3RD STREET SOCCER FIELD #2 | No Bldg # | Sports Fields | Recreation | Main camp | 3rd St. Sports Complex | RSD | Main camp
65 | DHF-DOC-RECR-3RDST-F259-001 | DHF-DOC-RECR-3RDST-F259 | 3RD STREET PRACTICE FIELD | No Bldg # | Sports Fields | Recreation | Main camp | 3rd St. Sports Complex | RSD | Main camp
66 | DHF-DOC-RECR-3RDST-F252-001 | DHF-DOC-RECR-3RDST-F252 | 3RD STREET TENNIS COURT #1 | No Bldg # | Sports Courts | Outdoor Tennis Court | Main camp | 3rd St. Sports Complex | RSD | Main camp
67 | DHF-DOC-RECR-3RDST-F252-002 | DHF-DOC-RECR-3RDST-F252 | 3RD STREET TENNIS COURT #2 | No Bldg # | Sports Courts | Outdoor Tennis Court | Main camp | 3rd St. Sports Complex | RSD | Main camp
68 | DHF-DOC-RECR-3RDST-F252-003 | DHF-DOC-RECR-3RDST-F252 | 3RD STREET TENNIS COURT #3 | No Bldg # | Sports Courts | Outdoor Tennis Court | Main camp | 3rd St. Sports Complex | RSD | Main camp
69 | DHF-DOC-RECR-3RDST-F252-004 | DHF-DOC-RECR-3RDST-F252 | 3RD STREET TENNIS COURT #4 | No Bldg # | Sports Courts | Outdoor Tennis Court | Main camp | 3rd St. Sports Complex | RSD | Main camp
70 | DHF-DOC-RECR-3RDST-F252-005 | DHF-DOC-RECR-3RDST-F252 | 3RD STREET TENNIS COURT #5 | No Bldg # | Sports Courts | Outdoor Tennis Court | Main camp | 3rd St. Sports Complex | RSD | Main camp
71 | DHF-DOC-RECR-3RDST-F252-006 | DHF-DOC-RECR-3RDST-F252 | 3RD STREET TENNIS COURT #6 | No Bldg # | Sports Courts | Outdoor Tennis Court | Main camp | 3rd St. Sports Complex | RSD | Main camp
72 | DHF-DOC-RECR-3RDST-F252-007 | DHF-DOC-RECR-3RDST-F252 | 3RD STREET TENNIS COURT #7 | No Bldg # | Sports Courts | Outdoor Tennis Court | Main camp | 3rd St. Sports Complex | RSD | Main camp
73 | DHF-DOC-RECR-3RDST-F252-008 | DHF-DOC-RECR-3RDST-F252 | 3RD STREET TENNIS COURT #8 | No Bldg # | Sports Courts | Outdoor Tennis Court | Main camp | 3rd St. Sports Complex | RSD | Main camp
74 | DHF-DOC-RECR-3RDST-F252-009 | DHF-DOC-RECR-3RDST-F252 | 3RD STREET TENNIS COURT #9 | No Bldg # | Sports Courts | Outdoor Tennis Court | Main camp | 3rd St. Sports Complex | RSD | Main camp
75 | DHF-DOC-RECR-3RDST-F252-010 | DHF-DOC-RECR-3RDST-F252 | 3RD STREET TENNIS COURT #10 | No Bldg # | Sports Courts | Outdoor Tennis Court | Main camp | 3rd St. Sports Complex | RSD | Main camp
76 | DHF-DOC-RECR-3RDST-F252-011 | DHF-DOC-RECR-3RDST-F252 | 3RD STREET TENNIS COURT #11 | No Bldg # | Sports Courts | Outdoor Tennis Court | Main camp | 3rd St. Sports Complex | RSD | Main camp
77 | DHF-DOC-RECR-3RDST-4398 | DHF-DOC-RECR-3RDST-4398 | 3RD STREET SQUASH COURTS | 4399 | Sports Courts | Recreation | Main camp | 3rd St. Sports Complex | RSD | Main camp
78 | DHF-DOC-RECR-3RDST-4399 | DHF-DOC-RECR-3RDST-4399 | 3RD STREET RACQUET BALL COURTS | 4398 | Sports Courts | Recreation | Main camp | 3rd St. Sports Complex | RSD | Main camp
79 | DHF-DOC-RECR-3RDST-4397 | DHF-DOC-RECR-3RDST-4397 | 3RD STREET TENNIS CLUBHOUSE | 4397 | Clubhouse | Recreation | Main camp | 3rd St. Sports Complex | RSD | Main camp
80 | DHF-DOC-RECR-3RDST-199F-001 | DHF-DOC-RECR-3RDST-199F | 3RD STREET MALE LOCKER ROOM | 199F | Others | Recreation | Main camp | 3rd St. Sports Complex | RSD | Main camp
81 | DHF-DOC-RECR-3RDST-199F-002 | DHF-DOC-RECR-3RDST-199F | 3RD STREET FEMALE LOCKER ROOM | 199F | Others | Recreation | Main camp | 3rd St. Sports Complex | RSD | Main camp
82 | DHF-DOC-RECR-KINGR-1012 | DHF-DOC-RECR-KINGR-1012 | KING'S ROAD RECREATION FACILITIES | 1012 | Office | Recreation | Main camp | King's Park Recreation Complex | RSD | Main camp
83 | DHF-DOC-RECR-KINGR-1006F | DHF-DOC-RECR-KINGR-1006F | RECREATION MAINTENANCE OFFICE | 1006F | Office | Recreation | Main camp | King's Park Recreation Complex | RSD | Main camp
84 | DHF-DOC-RECR-KINGR-1108 | DHF-DOC-RECR-KINGR-1108 | LADIES FITNESS CENTER | 1106/1108 | Fitness Gym | Recreation | Main camp | King's Park Recreation Complex | RSD | Main camp
85 | DHF-DOC-RECR-KINGR-1109A | DHF-DOC-RECR-KINGR-1109A | DHAHRAN THEATER | 1109A | Entertainment | Recreation | Main camp | King's Park Recreation Complex | RSD | Main camp
86 | DHF-DOC-RECR-KINGR-1109B | DHF-DOC-RECR-KINGR-1109B | RECREATION OFFICE BLDG. | 1109B | Office | Recreation | Main camp | King's Park Recreation Complex | RSD | Main camp
87 | DHF-DOC-RECR-KINGR-1109C | DHF-DOC-RECR-KINGR-1109C | SNACK BAR 1 - TANDOORI | 1109C | Food & Beverage | Concession | Main camp | King's Park Recreation Complex | RSD | Main camp
88 | DHF-DOC-RECR-KINGR-1109D | DHF-DOC-RECR-KINGR-1109D | BOWLING ALLEY | 1109D | Entertainment | Recreation | Main camp | King's Park Recreation Complex | RSD | Main camp
89 | DHF-DOC-RECR-KINGR-1109E | DHF-DOC-RECR-KINGR-1109E | AD DIWAN BUILDING | 1109E | Entertainment | Recreation | Main camp | King's Park Recreation Complex | RSD | Main camp
90 | DHF-DOC-1010 | DHF-DOC-1010 | LIBRARY ADMINISTRATION | 1118 | Office | Recreation | Main camp | King's Park Recreation Complex | RSD | Main camp
91 | DHF-DOC-RECR-KINGR-1114F | DHF-DOC-RECR-KINGR-1114F | DH LIBRARY ANNEX | 1114 | Office | Recreation | Main camp | King's Park Recreation Complex | RSD | Main camp
92 | DHF-DOC-RECR-KINGR-1118 | DHF-DOC-RECR-KINGR-1118 | DH RECREATION LIBRARY | 1118 | Library | Recreation | Main camp | King's Park Recreation Complex | RSD | Main camp
93 | DHF-DOC-RECR-KINGR-127F | DHF-DOC-RECR-KINGR-127F | HABAK RESTAURANT | 127 | Food & Beverage | Concession | Main camp | King's Park Recreation Complex | RSD | Main camp
94 | DHF-DOC-RECR-KINGR-1105AB | DHF-DOC-RECR-KINGR-1105AB | GAME ROOM AND KIDS ZONE | 1105 | Game Center | Recreation | Main camp | King's Park Recreation Complex | RSD | Main camp
95 | DHF-DOC-RECR-KINGR-1221B | DHF-DOC-RECR-KINGR-1221B | STARBUCKS KINGS ROAD | 1221 | Food & Beverage | Concession | Main camp | King's Park Recreation Complex | RSD | Main camp
96 | DHH-DOC-KARL-04052 | DHH-DOC-KARL-04052 | ACAI KITCHEN | 4052 | Food & Beverage | Concession | Main camp | King's Park Recreation Complex | RSD | Main camp
97 | Not Received | Not Received | MULTI PURPOSE BLDG #3 | 1077 | Multi-purpose hall | Recreation | Main camp | King's Park Recreation Complex | RSD | Main camp
98 | DHF-DOC-RECR-KINGR-1105C | DHF-DOC-RECR-KINGR-1105C | SWIMMING POOL | 110 | Swimming Pool | Recreation | Main camp | King's Park Recreation Complex | RSD | Main camp
99 | DHF-DHC-RECR-DHMSQ | DHF-DHC-RECR-DHMSQ | MUSAB BIN OMAIR MOSQUE DH Hills Mosque | No Bldg # | Mosque | Mosque | Hills Camp | DH Hills Area | DRSD | Hills Camp
100 | DHF-DOC-RECR-KINGR-1105CA | DHF-DOC-RECR-KINGR-1105CA | PUMP ROOM | No Bldg # | Others | Others | Main camp | King's Park Recreation Complex | DRSD | Main camp
101 | DHF-DOC-RECR-KINGR-1118-001 | DHF-DOC-RECR-KINGR-1118-001 | SHRQ COFFEE ROASTERS | 1118 | Food & Beverage | Concession | Main camp | King's Park Recreation Complex | RSD | Main camp
102 | DHF-DOC-1220 | DHF-DOC-1220 | COMMUNITY HERITAGE GALLERY | 1220 | Others | Recreation | Main camp | King's Park Recreation Complex | RSD | Main camp
103 | DHF-DOC-RECR-KINGR-1221A | DHF-DOC-RECR-KINGR-1221A | SUBWAY KINGS ROAD | 1221 | Food & Beverage | Concession | Main camp | King's Park Recreation Complex | RSD | Main camp
104 | DHF-DOC-RECR-KINGR | DHF-DOC-RECR-KINGR | KING'S PARK | No Bldg # | Others | Recreation | Main camp | King's Park Recreation Complex | RSD | Main camp
105 | DHH-DOC-IBIS-WALK | DHH-DOC-IBIS-WALK | IBIS WALK | No Bldg # | Others | Recreation | Main camp | King's Park Recreation Complex | RSD | Main camp
106 | DHF-DOC-4044 | DHF-DOC-4044 | HEALTH AND DIET CENTER | 4044 | Services | Concession | Main camp | King's Park Recreation Complex | RSD | Main camp
107 | DHH-DOC-KARL-04038 | DHH-DOC-KARL-04038 | BLOCK 4038 KARL AVENUE | 4038 | Services | Concession | Main camp | King's Park Recreation Complex | RSD | Main camp
108 | DHF-DOC-RECR-KINGR-4036 | DHF-DOC-RECR-KINGR-4036 | LAUNDRY SERVICES | 4036 | Services | Concession | Main camp | King's Park Recreation Complex | RSD | Main camp
109 | DHF-DOC-RECR-KINGR-1425F | DHF-DOC-RECR-KINGR-1425F | DH WOMEN'S GROUP | 1425 | Office | Recreation | Main camp | Society Groups Area | RSD | Main camp
110 | DHF-DOC-RECR-KINGR-4040 | DHF-DOC-RECR-KINGR-4040 | SPIN CITY | 4040 | Fitness Gym | Recreation | Main camp | Society Groups Area | RSD | Main camp
111 | DHF-DOC-RECR-KINGR-4041 | DHF-DOC-RECR-KINGR-4041 | DBA GROUP | 4041 | Office | Recreation | Main camp | Society Groups Area | RSD | Main camp
112 | DHF-DOC-RECR-KINGR-4043 | DHF-DOC-RECR-KINGR-4043 | ART GROUP | 4155 | Others | Recreation | Main camp | Society Groups Area | RSD | Main camp
113 | DHF-DOC-RECR-KINGR-4045 | DHF-DOC-RECR-KINGR-4045 | DHAHRAN COMMUNITY BAND | 4045 | Others | Recreation | Main camp | Society Groups Area | RSD | Main camp
114 | DHF-DOC-RECR-KINGR-4056 | DHF-DOC-RECR-KINGR-4056 | QUILT GROUP | 4056 | Office | Recreation | Main camp | Society Groups Area | RSD | Main camp
115 | DHF-DOC-RECR-KINGR-4066 | DHF-DOC-RECR-KINGR-4066 | DHAHRAN THEATER GROUP | 4066 | Office | Recreation | Main camp | King's Park Recreation Complex | RSD | Main camp
116 | DHF-DOC-1717 | DHF-DOC-1717 | NEW BEAUTY SHOP | 1717 | Services | Concession | Main Camp | Society Groups Area | RSD | Main Camp
117 | DHF-DOC-1607 | DHF-DOC-1607 | LAUNDRY SERVICES | 1607 | Services | Concession | Main camp | Society Groups Area | RSD | Main camp
118 | DHF-DOC-RECR-KINGR-4047 | DHF-DOC-RECR-KINGR-4047 | SAYSO OFFICE | 4047 | Office | Recreation | Main Camp | Society Groups Area | RSD | Main Camp
119 | DHF-DOC-4042 | DHF-DOC-4042 | YOGA CENTER | 4042 | Fitness Gym | Recreation | Main camp | Society Groups Area | RSD | Main camp
120 | DHF-DOC-RECR-3RDST-1552A | DHF-DOC-RECR-3RDST-1552A | ARABIC SPEAKING GROUP/3rd STREET VALLEY GYM | 1552a | Fitness Gym | Recreation | Main camp | Society Groups Area | RSD | Main camp
121 | DHH-DOC-MILL-04269 | DHH-DOC-MILL-04269 | 4269 MILLER AVENUE GYM | 4269 | Fitness Gym | Recreation | Main camp | Miller Avenue | RSD | Main camp
122 | DHF-DOC-RECR-3RDST-F254 | DHF-DOC-RECR-3RDST-F254 | PEE WEE #2 | 254 | Sports Fields | Recreation | Main camp | Oasis Avenue | RSD | Main camp
123 | DHF-DOC-RECR-3RDST-F255 | DHF-DOC-RECR-3RDST-F255 | PEE WEE #1 | 255 | Sports Fields | Recreation | Main camp | Oasis Avenue | RSD | Main camp
124 | DHF-DOC-RECR-3RDST-F265 | DHF-DOC-RECR-3RDST-F265 | 5TH STREET PLAYGROUND | F265 | Playground | Kid's Playground | Main camp | 5th Street | RSD | Main camp
125 | DHF-BCH-RECR-F0270 | DHF-BCH-RECR-F0270 | YACHT CLUB | 5502 | Office | Recreation | Main camp | North of 6th St Gate | RSD | Main camp
126 | DHF-DOC-2040 | DHF-DOC-2040 | KENNEL CLUB | 1941 | Services | Recreation | Main camp | Security Industrial Area | RSD | Main camp
127 | DHF-DOC-1940 | DHF-DOC-1940 | TAMIMI OFFICE | 1940 | Office | Recreation | Main camp | Security Industrial Area | RSD | Main camp
128 | DHF-DOC-RECR-3RDST-5117 | DHF-DOC-RECR-3RDST-5117 | GIRL SCOUTS PORTABLE | 5117 | Office | Recreation | Main camp | Wallnut St | RSD | Main camp
129 | DHF-DOC-RECR-3RDST-5119 | DHF-DOC-RECR-3RDST-5119 | BOY SCOUTS PORTABLE | 5119 | Office | Recreation | Main camp | Wallnut St | RSD | Main camp
130 | DHF-DOC-RECR-3RDST-F257 | DHF-DOC-RECR-3RDST-F257 | RIM LANE PLAYGROUND | F257 | Playground | Kid's Playground | Main camp | Rim Lane | RSD | Main camp
131 | DHF-DOC-RECR-3RDST-F260 | DHF-DOC-RECR-3RDST-F260 | RAVINE COURT PLAYGROUND | F260 | Playground | Kid's Playground | Main camp | Ravine Ct | RSD | Main camp
132 | DHF-DOC-RECR-3RDST-F268 | DHF-DOC-RECR-3RDST-F268 | HOLMES AVENUE PLAYGROUND | F268 | Playground | Kid's Playground | Main camp | Kings Park Area | RSD | Main camp
133 | DHF-DOC-RECR-KINGR-1106 | DHF-DOC-RECR-KINGR-1106 | ARABIC LADIES GYM | 1106 | Fitness Gym | Health & Wellness | Main camp | Kings Park Area | RSD | Main camp
134 | DHF-DOC-RECR-KINGR-1420B | DHF-DOC-RECR-KINGR-1420B | DARK ROOM / PHOTO LAB | 1420B | Others | Recreation | Main camp | Kings Park Area | RSD | Main camp
135 | DHF-DOC-RECR-KINGR-1427A | DHF-DOC-RECR-KINGR-1427A | CANTERBURY GROUP | 1427A | Others | Recreation | Main camp | Kings Park Area | RSD | Main camp
136 | DHF-DOC-RECR-KINGR-1427B | DHF-DOC-RECR-KINGR-1427B | FELLOWSHIP GROUP | 1427B | Others | Recreation | Main camp | Kings Park Area | RSD | Main camp
137 | DHF-DSC-4260 | DHF-DSC-4260 | Self Directed Group | 4260 | Office | Recreation | Main camp | Kings Park Area | RSD | Main camp
138 | DHF-DOC-RECR-3RDST-1552B | DHF-DOC-RECR-3RDST-1552B | RECREATION STORAGE BLDG | 1552B | Others | Recreation | Main camp | Warehouses Area | RSD | Main camp
139 | DHF-DOC-RECR-KINGR-1007F | DHF-DOC-RECR-KINGR-1007F | BRIDGE GROUP PORTABLE | 1007F | Others | Recreation | Main camp | Self-Directed Groups Area | RSD | Main camp
140 | Not Received | Not Received | SAEA OFFICE | 7685 | Office | Recreation | Main camp | Self-Directed Groups Area | RSD | Main camp
141 | DHF-DOC-GARD-1633A | DHF-DOC-GARD-1633A | EXECUTIVE_GARDENING | 1633A | Office | Gardening | Main camp | Gardening Div Area | GOS | Main camp
142 | DHF-DOC-GARD-1633B | DHF-DOC-GARD-1633B | PEST_CONTROL_LAB | 1633B | Office | Gardening | Main camp | Gardening Div Area | GOS | Main camp
143 | Not Received | Not Received | NEW_GLASS_HOUSE | No Bldg # | Others | Others | Main camp | Not Received | RSD | Main camp
144 | DHF-DOC-1712 | DHF-DOC-1712 | WOMEN'S EXCHANGE | 1712-A | Others | Others | Main camp | 17th loop | RSD | Main camp
145 | DHF-DOC-1712-1712B | DHF-DOC-1712-1712B | GARDEN GROUP | 1712-B | Classroom | Recreation | Main camp | 17th loop | RSD | Main camp
146 | DHF-DOC-HAMM-LH001 | DHF-DOC-HAMM-LH001 | PUBLIC HAMMAM EAST OF BLDG 1445 | LH001 | Others | Others | Main camp | Main Camp Area | DRSD | Main camp
147 | DHF-DOC-HAMM-LH002 | DHF-DOC-HAMM-LH002 | PUBLIC HAMMAM BLDG 115 GENTS | LH002 | Others | Others | Main camp | Main Camp Area | DRSD | Main camp
148 | DHF-DOC-HAMM-LH004 | DHF-DOC-HAMM-LH004 | PUBLIC HAMMAM OPP BLDG 1109-D | LH004 | Others | Others | Main camp | Main Camp Area | DRSD | Main camp
149 | DHF-DOC-HAMM-LH005 | DHF-DOC-HAMM-LH005 | PUBLIC HAMMAM OPP GREENHOUSE | LH005 | Others | Public Toilet | Main camp | Main camp | DRSD | Main camp
150 | DHF-DOC-HAMM-LH006 | DHF-DOC-HAMM-LH006 | PUBLIC HAMMAM OPP HOUSE #1026 | LH006 | Others | Public Toilet | Main camp | Main camp | DRSD | Main camp
151 | DHF-DOC-HAMM-LH007 | DHF-DOC-HAMM-LH007 | PUBLIC HAMMAM OPP HOUSE #1199 | LH007 | Others | Public Toilet | Main camp | Main camp | DRSD | Main camp
152 | DHF-DOC-HAMM-LH008 | DHF-DOC-HAMM-LH008 | PUBLIC HAMMAM OPP HOUSE #325 | LH008 | Others | Public Toilet | Main camp | Main camp | DRSD | Main camp
153 | Not Received | Not Received | INSTRUCTIONAL MEDIA CENTER | Not Received | Services | Recreation | Main camp | Self-Directed Groups Area | RSD | Main camp
154 | DHF-DOC-RECR-3RDST-251 | DHF-DOC-RECR-3RDST-251 | RECREATION STORE | 251 | Services | Recreation | Hills Camp | Gardening Area | RSD | Hills Camp
155 | DHF-DOC-RECR-KINGR-461 | DHF-DOC-RECR-KINGR-461 | ART GROUP & EXHIBIT CENTER | 461 | Others | Recreation | Main camp | Kings Park Area | RSD | Main camp
156 | DHF-DOC-GARD-0103F | DHF-DOC-GARD-0103F | GARDENING OFFICE | 0103F | Office | Recreation | Main camp | Gardening Div Area | GOS | Main camp
157 | DHF-DOC-RECR-KINGR-1118F | DHF-DOC-RECR-KINGR-1118F | DH RECREATION LIBRARY (OFFICE) | 1118F | Library | Recreation | Main camp | Kings Park Area | RSD | Main camp
158 | DHF-DOC-1125 | DHF-DOC-1125 | HERITAGE GALLERY STORAGE | 1125 | Entertainment | Recreation | Main camp | Kings Park Area | RSD | Main camp
159 | DHF-DOC-1222 | DHF-DOC-1222 | HERITAGE GALLERY EXTENSION | 1222 | Entertainment | Recreation | Main camp | Kings Park Area | RSD | Main camp
160 | DHF-DOC-GARD-01623 | DHF-DOC-GARD-01623 | NURSERY_GREENHOUSE | 01623 | Others | Gardening | Main camp | Gardening Div Area | GOS | Main camp
161 | DHF-DOC-1640 | DHF-DOC-1640 | STEINEKE HALL | 1640 | Others | Residential | Main camp | Main camp | DRSD | Main camp
162 | DHF-DOC-1714 | DHF-DOC-1714 | BUILDING 1714 | 1714 | Others | Residential | Main camp | Main camp | DRSD | Main camp
163 | DHF-DOC-GARD-01716 | DHF-DOC-GARD-01716 | BUILDING 1716 | 01716 | Others | Residential | Main camp | Main camp | DRSD | Main camp
164 | DHF-DOC-1941 | DHF-DOC-1941 | VETERINARY CLINIC | 1941 | Services | Recreation | Main camp | Kings Park Area | RSD | Main camp
165 | DHF-DOC-RECR-3RDST-198A | DHF-DOC-RECR-3RDST-198A | DH PC SOCIETY | 198A | Clubhouse | Recreation | Main camp | Kings Park Area | RSD | Main camp
166 | DHF-DOC-RECR-3RDST-198B | DHF-DOC-RECR-3RDST-198B | ROLLERSKATING RINK | 198B | Clubhouse | Recreation | Main camp | Kings Park Area | RSD | Main camp
167 | DHF-DOC-GARD-02041 | DHF-DOC-GARD-02041 | SANITATION MOSQUE | 02041 | Mosque | Mosque | Main camp | Not Received | RSD | Main camp
168 | DHF-DOC-BUSS-MC001 | DHF-DOC-BUSS-MC001 | BUS SHELTER BALLFIELD ALONG KING'S ROAD | MC001 | Services | Bus Stop | Main camp | Kings Park Area | DRSD | Main camp
169 | DHF-DOC-BUSS-MC002 | DHF-DOC-BUSS-MC002 | BUS SHELTER ALONG KING'S ROAD CR 18TH ST | MC002 | Services | Bus Stop | Main camp | Kings Park Area | DRSD | Main camp
170 | DHF-DOC-BUSS-MC003 | DHF-DOC-BUSS-MC003 | BUS SHELTER 22ND ST CR CANYON RD | NO BLDG.# | Others | Bus Stop | Main camp | Canyon Area | DRSD | Main camp
171 | DHF-DOC-RECR-KINGR-F246 | DHF-DOC-RECR-KINGR-F246 | KING'S ROAD PLAYGROUND | F246 | Playground | Kid's Playground | Main camp | Main camp | RSD | Main camp
172 | DHF-DOC-RECR-KINGR-F250 | DHF-DOC-RECR-KINGR-F250 | SOFTBALL/SOCCER FIELDS | F250 | Sports Fields | Recreation | Main camp | Main camp | RSD | Main camp
173 | DHF-DOC-RECR-3RDST-F258 | DHF-DOC-RECR-3RDST-F258 | RUGBY FIELD | F258 | Sports Fields | Recreation | Main camp | Main camp | RSD | Main camp
174 | DHF-DOC-RECR-3RDST-F262 | DHF-DOC-RECR-3RDST-F262 | BALLFIELD | F262 | Sports Fields | Recreation | Main camp | Main camp | RSD | Main camp
175 | DHF-DOC-RECR-3RDST-F263 | DHF-DOC-RECR-3RDST-F263 | OUTDOOR HANDBALL COURT | F263 | Sports Courts | Recreation | Main camp | Main camp | RSD | Main camp
176 | DHF-DOC-RECR-3RDST-F264 | DHF-DOC-RECR-3RDST-F264 | GARDEN GROUP PORTABLE | F264 | Services | Recreation | Main camp | Main camp | RSD | Main camp
177 | DHF-DOC-RECR-KINGR-F267 | DHF-DOC-RECR-KINGR-F267 | GOLF COURSES | F267 | Sports Courts | Golf | Main camp | Golf Course | RSD | Main camp
178 | DHF-DJC-MOSQ | DHF-DJC-MOSQ | Ali Bin Abi Talib JH Mosque | No Bldg # | Mosque | Mosque | Jebel Heights | Jabal Heights Area | DRSD | Jebel Heights
179 | DHF-DSC-HAMM-SH003 | DHF-DSC-HAMM-SH003 | PUBLIC HAMMAM NEAR 329 RAINBOW | SH003 | Others | Public Toilet | Hills Camp | DH Hills Area | DRSD | Hills Camp
180 | DHF-DSC-HAMM-SH010 | DHF-DSC-HAMM-SH010 | PUBLIC HAMMAM OPP 136 ACACIA COURT | SH010 | Others | Public Toilet | Main camp | Main camp | DRSD | Main camp
181 | DHF-DSC-HAMM-SH011 | DHF-DSC-HAMM-SH011 | PUBLIC HAMMAM OPP 112 BANYAN COURT | SH011 | Others | Public Toilet | Main camp | Main camp | DRSD | Main camp
182 | DHF-DSC-HAMM-SH012 | DHF-DSC-HAMM-SH012 | PUBLIC HAMMAM OPP 123 DOLPHIN COURT | SH012 | Others | Public Toilet | Main camp | Main camp | DRSD | Main camp
183 | DHF-DSC-HAMM-SH013 | DHF-DSC-HAMM-SH013 | PUBLIC HAMMAM OPP 104 GOLDEN COURT | SH013 | Others | Public Toilet | Main camp | Main camp | DRSD | Main camp
184 | DHF-DSC-HAMM-SH014 | DHF-DSC-HAMM-SH014 | PUBLIC HAMMAM OPP 112 KENWORTH COURT | SH014 | Others | Public Toilet | Main camp | Main camp | DRSD | Main camp
185 | DHF-DSC-HAMM-SH015 | DHF-DSC-HAMM-SH015 | PUBLIC HAMMAM OPP 139 KENWORTH COURT | SH015 | Others | Public Toilet | Main camp | Main camp | DRSD | Main camp
186 | DHF-DSC-HAMM-SH019 | DHF-DSC-HAMM-SH019 | PUBLIC HAMMAM GARDENING WRHSE #424 | SH019 | Others | Public Toilet | Main camp | Gardening Area | DRSD | Main camp
187 | Not Received | Not Received | GARDENING AND SANITATION BLDG | Not Received | Others | Gardening | Main camp | Gardening Div Area | GOS | Main camp
188 | DHF-DSC-BUSS-MC004 | DHF-DSC-BUSS-MC004 | BUS SHELTER CANYON RD CR EUCALYPTUS CT | MC004 | Services | Bus Stop | Main camp | Canyon Rd | DRSD | Main camp
189 | DHF-DSC-BUSS-MC005 | DHF-DSC-BUSS-MC005 | BUS SHELTER SOUTH ROAD OPP FALCON CT | MC005 | Services | Bus Stop | Main camp | Falcon Ct | DRSD | Main camp
190 | DHF-DSC-BUSS-MC006 | DHF-DSC-BUSS-MC006 | BUS SHELTER BLDG 9020 CANYON ROAD | MC006 | Services | Bus Stop | Main camp | Canyon Rd | DRSD | Main camp
191 | DHF-DSC-GARD-F0141 | DHF-DSC-GARD-F0141 | NURSERY_OFFICE_#1 | F0141 | Services | Nursery | Main camp | Gardening Div Area | GOS | Main camp
192 | DHF-DSC-GARD-F0168 | DHF-DSC-GARD-F0168 | NURSERY_OFFICE_#2 | F0168 | Services | Nursery | Main camp | Gardening Div Area | GOS | Main camp
193 | DHF-DSC-GARD-09063 | DHF-DSC-GARD-09063 | CAFETERIA | 9063 | Services | Concession | Main camp | Gardening Area | RSD | Main camp
194 | DHF-DOC-RECR-USMAN | DHF-DOC-RECR-USMAN | Bilal Bin Rabah Mosque (Ad-Diwan Old Usman Mosque) | No Bldg # | Mosque | Mosque | Main camp | Kings Park Area | DRSD | Main camp
195 | DHF-DHC-RECR-4150A | DHF-DHC-RECR-4150A | RECREATION OFFICE | 4150 | Office | Recreation | Hills Camp | Hills Recreation Complex | RSD | Hills Camp
196 | DHF-DHC-4150 | DHF-DHC-4150 | DHAHRAN HILLS SNACK BAR 3 | 4150 | Food & Beverage | Concession | Hills Camp | Hills Recreation Complex | RSD | Hills Camp
197 | DHF-DHC-RECR-4150B | DHF-DHC-RECR-4150B | FAMILY RECREATION CENTER | 4150 | Office | Recreation | Hills Camp | Hills Recreation Complex | RSD | Hills Camp
198 | DHF-DHC-RECR-28312-001 | DHF-DHC-RECR-28312 | PRACTICE FIELDS 1 | N/A | Sports Fields | Recreation | Hills Camp | Hills Recreation Complex | RSD | Hills Camp
199 | DHF-DHC-RECR-28312-002 | DHF-DHC-RECR-28312 | PRACTICE FIELDS 2 | N/A | Sports Fields | Recreation | Hills Camp | Hills Recreation Complex | RSD | Hills Camp
200 | DHF-DHC-RECR-4151B | DHF-DHC-RECR-4151B | DH HILLS POOL FACILITY | 4151 | Swimming Pool | Recreation | Hills Camp | Hills Recreation Complex | RSD | Hills Camp
201 | DHF-DHC-RECR-4151F | DHF-DHC-RECR-4151F | DH HILLS FAMILY CENTER | 4150 | Game Center | Recreation | Hills Camp | Hills Recreation Complex | RSD | Hills Camp
202 | DHF-DHC-RECR-4154F | DHF-DHC-RECR-4154F | SQUASH COURT | 4154 | Sports Courts | Recreation | Hills Camp | Hills Recreation Complex | RSD | Hills Camp
203 | DHF-DHC-RECR-4155F | DHF-DHC-RECR-4155F | NEW ART GROUP BUILDING | 4155 | Others | Recreation | Hills Camp | Hills Recreation Complex | RSD | Hills Camp
204 | DHF-DHC-RECR-4156F | DHF-DHC-RECR-4156F | AL-WAHA SOUTH | 4156 | Others | Recreation | Hills Camp | Hills Recreation Complex | RSD | Hills Camp
205 | DHF-DHC-RECR-4157F | DHF-DHC-RECR-4157F | AL-WAHA NORTH | 4157 | Others | Recreation | Hills Camp | Hills Recreation Complex | RSD | Hills Camp
206 | DHF-DHC-RECR-F0272 | DHF-DHC-RECR-F0272 | BMX TRACK / JOGGING PATH | N/A | Sports Fields | Recreation | Hills Camp | Hills Recreation Complex | RSD | Hills Camp
207 | DHF-DHC-RECR-F0275-001 | DHF-DHC-RECR-F0275 | TENNIS COURT #1 | N/A | Sports Courts | Outdoor Tennis Court | Hills Camp | Hills Recreation Complex | RSD | Hills Camp
208 | DHF-DHC-RECR-F0275-002 | DHF-DHC-RECR-F0275 | TENNIS COURT #2 | N/A | Sports Courts | Outdoor Tennis Court | Hills Camp | Hills Recreation Complex | RSD | Hills Camp
209 | DHF-DHC-RECR-F0275-003 | DHF-DHC-RECR-F0275 | TENNIS COURT #3 | N/A | Sports Courts | Outdoor Tennis Court | Hills Camp | Hills Recreation Complex | RSD | Hills Camp
210 | DHF-DHC-RECR-F0275-004 | DHF-DHC-RECR-F0275 | TENNIS COURT #4 | N/A | Sports Courts | Outdoor Tennis Court | Hills Camp | Hills Recreation Complex | RSD | Hills Camp
211 | DHF-DHC-RECR-F0275-005 | DHF-DHC-RECR-F0275 | TENNIS COURT #5 | N/A | Sports Courts | Outdoor Tennis Court | Hills Camp | Hills Recreation Complex | RSD | Hills Camp
212 | DHF-DHC-RECR-F0275-006 | DHF-DHC-RECR-F0275 | TENNIS COURT #6 | N/A | Sports Courts | Outdoor Tennis Court | Hills Camp | Hills Recreation Complex | RSD | Hills Camp
213 | DHF-DHC-RECR-F0275-007 | DHF-DHC-RECR-F0275 | TENNIS COURT #7 | N/A | Sports Courts | Outdoor Tennis Court | Hills Camp | Hills Recreation Complex | RSD | Hills Camp
214 | DHF-DHC-RECR-F0275-008 | DHF-DHC-RECR-F0275 | TENNIS COURT #8 | N/A | Sports Courts | Outdoor Tennis Court | Hills Camp | Hills Recreation Complex | RSD | Hills Camp
215 | DHF-DHC-RECR-F0275-009 | DHF-DHC-RECR-F0275 | TENNIS COURT #9 | N/A | Sports Courts | Outdoor Tennis Court | Hills Camp | Hills Recreation Complex | RSD | Hills Camp
216 | DHF-DHC-RECR-F0275-010 | DHF-DHC-RECR-F0275 | TENNIS COURT #10 | N/A | Sports Courts | Outdoor Tennis Court | Hills Camp | Hills Recreation Complex | RSD | Hills Camp
217 | DHF-DHC-RECR-F0276 | DHF-DHC-RECR-F0276 | HOBBY FARM |  | Others | Recreation | Hills Camp | Hills Recreation Complex | RSD | Hills Camp
218 | DHF-DHC-RECR-F0278 | DHF-DHC-RECR-F0278 | TENNIS COURT PORTABLE | No Bldg # | Office | Outdoor Tennis Court | Hills Camp | Hills Recreation Complex | RSD | Hills Camp
219 | Not Received | Not Received | L SECTION - DOG PARK | N/A | Others | Recreation | Hills Camp | Hills Recreation Complex | RSD | Hills Camp
220 | DHF-DHC-RECR-F0284-001 | DHF-DHC-RECR-F0284 | BASEBALL FIELD 1 | No Bldg # | Sports Fields | Recreation | Hills Camp | Hills Recreation Complex | RSD | Hills Camp
221 | DHF-DHC-RECR-F0284-002 | DHF-DHC-RECR-F0284 | BASEBALL FIELD 2 | No Bldg # | Sports Fields | Recreation | Hills Camp | Hills Recreation Complex | RSD | Hills Camp
222 | DHF-DHC-RECR-F0285 | DHF-DHC-RECR-F0285 | DH HILLS PARK | N/A | Others | Recreation | Hills Camp | Hills Recreation Complex | RSD | Hills Camp
223 | DHF-DHC-RECR-F0294 | DHF-DHC-RECR-F0294 | TRACK SOCCER FIELD 1 | N/A | Sports Fields | Recreation | Hills Camp | Hills Recreation Complex | RSD | Hills Camp
224 | DHF-DHC-RECR-4151 | DHF-DHC-RECR-4151 | EXERCISE ROOM | 4151 | Fitness Gym | Recreation | Hills Camp | Hills Recreation Complex | RSD | Hills Camp
225 | Not Received | Not Received | MINI MARKET | M-317-R | Supermarket | Concession | Hills Camp | Society Groups Area | RSD | Hills Camp
226 | Not Received | Not Received | SNACK BAR 1 | 211 | Food & Beverage | Concession | Hills Camp | Society Groups Area | RSD | Hills Camp
227 | Not Received | Not Received | DHAHRAN RUNNERS CLUB | M-313-R | Office | Recreation | Hills Camp | Society Groups Area | RSD | Hills Camp
228 | Not Received | Not Received | DHAHRAN YOUTH BASEBALL ASSOCIATION | M-358-R | Office | Recreation | Hills Camp | Society Groups Area | RSD | Hills Camp
229 | DHF-DHC-RECR-NF720 | DHF-DHC-RECR-NF720 | R.C. GROUP | NFUD720 | Office | Recreation | Hills Camp | Society Groups Area | RSD | Hills Camp
230 | DHF-DOC-2084 | DHF-DOC-2084 | AAA CLUBHOUSE PORTABLE | 2084 | Office | Recreation | Hills Camp | Canyon Road | RSD | Hills Camp
231 | DHF-DSC-9028 | DHF-DSC-9028 | AAA GARAGE | 9028 | Services | Recreation | Hills Camp | Canyon Road | RSD | Hills Camp
232 | DHF-DOC-POND | DHF-DOC-POND | DUCK POND | No Bldg # | Others | Recreation | Hills Camp | Duck Pond | RSD | Hills Camp
233 | DHF-DOC-POND-HAMAM | DHF-DOC-POND-HAMAM | DUCK POND HAMMAM | No Bldg # | Others | Recreation | Hills Camp | Duck Pond | RSD | Hills Camp
234 | DHF-DOC-POND-MOSQE | DHF-DOC-POND-MOSQE | DUCK POND MOSQUE | No Bldg # | Mosque | Mosque | Hills Camp | Duck Pond | DRSD | Hills Camp
235 | Not Received | Not Received | RECREATION STORAGE | 251 | Others | Recreation | Hills Camp | Rec Store | RSD | Hills Camp
236 | Not Received | Not Received | SOCCER FIELD #1 | No Bldg # | Sports Fields | Recreation | Hills Camp | Sports Fields | RSD | Hills Camp
237 | Not Received | Not Received | SOCCER FIELD #2 | No Bldg # | Sports Fields | Recreation | Hills Camp | Sports Fields | RSD | Hills Camp
238 | DHF-DHC-HAMM-SH004 | DHF-DHC-HAMM-SH004 | PUBLIC HAMMAM NEAR 558 MARJAN CIRCLE | SH004 | Others | Public Toilet | Hills Camp | Marjan Circle | DRSD | Hills Camp
239 | DHF-DHC-HAMM-SH005 | DHF-DHC-HAMM-SH005 | PUBLIC HAMMAM NEAR 582 SAFFANIYAH DR. | SH005 | Others | Public Toilet | Hills Camp | Safanyah Area | DRSD | Hills Camp
240 | DHF-DHC-HAMM-SH006 | DHF-DHC-HAMM-SH006 | PUBLIC HAMMAM NEAR 732 HANIFA | SH006 | Others | Public Toilet | Hills Camp | Hanifa Dr | DRSD | Hills Camp
241 | DHF-DHC-HAMM-SH007 | DHF-DHC-HAMM-SH007 | PUBLIC HAMMAM NEAR 670 SAIHAT | SH007 | Others | Public Toilet | Hills Camp | Saihat Dr | DRSD | Hills Camp
242 | DHF-DHC-HAMM-SH008 | DHF-DHC-HAMM-SH008 | PUBLIC HAMMAM BEHIND 386 GHAWAR | SH008 | Others | Public Toilet | Hills Camp | Ghawar Dr | DRSD | Hills Camp
243 | DHF-DHC-HAMM-SH009 | DHF-DHC-HAMM-SH009 | PUBLIC HAMMAM OPP BLDG.206L PENINSULA | SH009 | Others | Public Toilet | Hills Camp | Peninsula Area | DRSD | Hills Camp
244 | DHF-DHC-HAMM-SH016 | DHF-DHC-HAMM-SH016 | PUBLIC HAMMAM OPP 386 LEMON CIRCLE | SH016 | Others | Public Toilet | Hills Camp | Lemon Circle | DRSD | Hills Camp
245 | DHF-DHC-RECR-M313R | DHF-DHC-RECR-M313R | AQUARIUM SOCIETY | M313R | Office | Recreation | Hills Camp | HILLS CAMP | RSD | Hills Camp
246 | DHF-DHC-HAMM-BMXTR | DHF-DHC-HAMM-BMXTR | PUBLIC HAMMAM NR BMX TRACK | Not Received | Others | Public Toilet | Hills Camp | BMX Track | DRSD | Hills Camp
247 | DHF-DHC-RECR-DHMSQ | DHF-DHC-RECR-DHMSQ | MUSAB BIN OMAIR MOSQUE (DH Hills) | Not Received | Others | Mosque | Hills Camp | DH Hills Area | DRSD | Hills Camp
248 | Not Received | Not Received | PENINSULA SOCCER FIELD | No Bldg # | Sports Fields | Recreation | Hills Camp | Peninsula Area | RSD | Hills Camp
249 | DHF-DHC-RECR-SAFPL | DHF-DHC-RECR-SAFPL | SAFANIYAH DRIVE PLAYGROUND | SAFPL | Playground | Kid's Playground | Hills Camp | Safanyah Area | RSD | Hills Camp
250 | DHF-DHC-RECR-QTFPL | DHF-DHC-RECR-QTFPL | QATIF LANE PLAYGROUND | QTFPL | Playground | Kid's Playground | Hills Camp | Qatif area | RSD | Hills Camp
251 | DHF-DHC-RECR-PLAYG-ANAK | DHF-DHC-RECR-PLAYG-ANAK | PLAYGROUND AT ANAK #1 | F0286 | Playground | Kid's Playground | Hills Camp | Anak Area | RSD | Hills Camp
252 | DHF-DHC-RECR-PLAYG-ANAK1 | DHF-DHC-RECR-PLAYG-ANAK1 | PLAYGROUND AT ANAK #2 | F0286 | Playground | Kid's Playground | Hills Camp | Anak Area | RSD | Hills Camp
253 | DHF-DHC-RECR-PLAYG-DMMB | DHF-DHC-RECR-PLAYG-DMMB | PLAYGROUND AT DAMMAM BLVD. #1 | F0286 | Playground | Kid's Playground | Hills Camp | Dammam Blvd | RSD | Hills Camp
254 | DHF-DHC-RECR-PLAYG-DMMB1 | DHF-DHC-RECR-PLAYG-DMMB1 | PLAYGROUND AT DAMMAM BLVD. #2 | F0286 | Playground | Kid's Playground | Hills Camp | Dammam Blvd | RSD | Hills Camp
255 | DHF-DHC-RECR-PLAYG-DMMB2 | DHF-DHC-RECR-PLAYG-DMMB2 | PLAYGROUND AT DAMMAM BLVD. #3 | F0286 | Playground | Kid's Playground | Hills Camp | Dammam Blvd | RSD | Hills Camp
256 | DHF-DHC-RECR-PLAYG-JDDH | DHF-DHC-RECR-PLAYG-JDDH | PLAYGROUND AT JEDDAH STREET | F0286 | Playground | Kid's Playground | Hills Camp | Jeddah Area | RSD | Hills Camp
257 | DHF-DHC-RECR-PLAYG-NAJD | DHF-DHC-RECR-PLAYG-NAJD | PLAYGROUND AT NAJD STREET | F0286 | Playground | Kid's Playground | Hills Camp | Najd St | RSD | Hills Camp
258 | DHF-DHC-RECR-PLAYG-NFDD | DHF-DHC-RECR-PLAYG-NFDD | PLAYGROUND AT NAFUD DRIVE | F0286 | Playground | Kid's Playground | Hills Camp | Nafud Drive | RSD | Hills Camp
259 | DHF-DHC-RECR-PLAYG-NMAR | DHF-DHC-RECR-PLAYG-NMAR | PLAYGROUND AT NAMAR STREET | F0286 | Playground | Kid's Playground | Hills Camp | Namar St | RSD | Hills Camp
260 | DHF-DHC-RECR-PLAYG-RTNR | DHF-DHC-RECR-PLAYG-RTNR | PLAYGROUND AT RAS TANURA ROAD | F0286 | Playground | Kid's Playground | Hills Camp | Ras Tanura Rd | RSD | Hills Camp
261 | DHF-DHC-RECR-PLAYG-SHYB | DHF-DHC-RECR-PLAYG-SHYB | PLAYGROUND AT SHAYBAH ROAD #1 | F0286 | Playground | Kid's Playground | Hills Camp | Shaybah Rd | RSD | Hills Camp
262 | DHF-DHC-RECR-PLAYG-SHYB1 | DHF-DHC-RECR-PLAYG-SHYB1 | PLAYGROUND AT SHAYBAH ROAD #2 | F0286 | Playground | Kid's Playground | Hills Camp | Shaybah Rd | RSD | Hills Camp
263 | DHF-DHC-RECR-PLAYG-SRWT | DHF-DHC-RECR-PLAYG-SRWT | PLAYGROUND AT SARAWAT | F0286 | Playground | Kid's Playground | Hills Camp | Sarawat Area | RSD | Hills Camp
264 | DHF-DHC-HAMM-GLFCR | DHF-DHC-HAMM-GLFCR | NEW GARDEN AREA HAMMAM NR GOLF COURSE | GLFC | Others | Public Toilet | Hills Camp | Golf Course | DRSD | Hills Camp
265 | DHF-LIP-3020 | DHF-LIP-3020 | HOBBY SHOP | 3020 | Services | JH Recreation | Hills Camp | Hobby Farm | RSD | Hills Camp
266 | Not Received | Not Received | LAUNDRYMAT | 659 | Services | JH Concession | Hills Camp | DH Hills Area | RSD | Hills Camp
267 | DHF-DHC-RECR-F0282 | DHF-DHC-RECR-F0282 | RUB AL-KHALI SOCCER AND CRICKET FIELDS | N/A | Sports Fields | JH Recreation | Jebel Heights | Jebel Heights Facilites Center | RSD | Jebel Heights
268 | DHF-DHC-RECR-F0282-001 | DHF-DHC-RECR-F0282 | RUB AL-KHALI SOCCER FIELD #1 | No Bldg # | Sports Fields | JH Recreation | Jebel Heights | Jebel Heights Facilites Center | RSD | Jebel Heights
269 | DHF-DHC-RECR-F0282-002 | DHF-DHC-RECR-F0282 | RUB AL-KHALI SOCCER FIELD #2 | No Bldg # | Sports Fields | JH Recreation | Jebel Heights | Jebel Heights Facilites Center | RSD | Jebel Heights
270 | DHF-DHC-RECR-F0282-003 | DHF-DHC-RECR-F0282 | RUB AL-KHALI SOCCER FIELD #3 | No Bldg # | Sports Fields | JH Recreation | Jebel Heights | Jebel Heights Facilites Center | RSD | Jebel Heights
271 | DHF-DHC-RECR-F0282-004 | DHF-DHC-RECR-F0282 | RUB AL-KHALI SOCCER FIELD #4 | No Bldg # | Sports Fields | JH Recreation | Jebel Heights | Jebel Heights Facilites Center | RSD | Jebel Heights
272 | DHF-DHC-RECR-F0282-005 | DHF-DHC-RECR-F0282 | RUB AL-KHALI SOCCER FIELD #5 | No Bldg # | Sports Fields | JH Recreation | Jebel Heights | Jebel Heights Facilites Center | RSD | Jebel Heights
273 | DHF-DHC-RECR-F0282-006 | DHF-DHC-RECR-F0282 | RUB AL-KHALI SOCCER FIELD #6 | No Bldg # | Sports Fields | JH Recreation | Jebel Heights | Jebel Heights Facilites Center | RSD | Jebel Heights
274 | DHF-DHC-RECR-F0282-007 | DHF-DHC-RECR-F0282 | RUB AL-KHALI SOCCER FIELD #7 | No Bldg # | Sports Fields | JH Recreation | Jebel Heights | Jebel Heights Facilites Center | RSD | Jebel Heights
275 | DHF-DHC-RECR-F0282-008 | DHF-DHC-RECR-F0282 | RUB AL-KHALI SOCCER FIELD #8 | No Bldg # | Sports Fields | JH Recreation | Jebel Heights | Jebel Heights Facilites Center | RSD | Jebel Heights
276 | DHF-DHC-RECR-F0282-009 | DHF-DHC-RECR-F0282 | RUB AL-KHALI SOCCER FIELD #9 | No Bldg # | Sports Fields | JH Recreation | Jebel Heights | Jebel Heights Facilites Center | RSD | Jebel Heights
277 | DHF-DHC-RECR-F0282-010 | DHF-DHC-RECR-F0282 | RUB AL-KHALI SOCCER FIELD #10 | No Bldg # | Sports Fields | JH Recreation | Jebel Heights | Jebel Heights Facilites Center | RSD | Jebel Heights
278 | DHF-DHC-RECR-F0282-011 | DHF-DHC-RECR-F0282 | RUB AL-KHALI SOCCER FIELD #11 | No Bldg # | Sports Fields | JH Recreation | Jebel Heights | Jebel Heights Facilites Center | RSD | Jebel Heights
279 | DHF-DJC-PADEL-001 | DHF-DJC-PADEL-001 | JEBEL HEIGHT ROAD - PADEL COURT #1 | No Bldg # | Sports Courts | JH Recreation | Jebel Heights | Jebel Heights Facilites Center | RSD | Jebel Heights
280 | DHF-DJC-PADEL-002 | DHF-DJC-PADEL-002 | JEBEL HEIGHT ROAD - PADEL COURT #2 | No Bldg # | Sports Courts | JH Recreation | Jebel Heights | Jebel Heights Facilites Center | RSD | Jebel Heights
281 | DHF-DJC-PADEL-003 | DHF-DJC-PADEL-003 | JEBEL HEIGHT ROAD - PADEL COURT #3 | No Bldg # | Sports Courts | JH Recreation | Jebel Heights | Jebel Heights Facilites Center | RSD | Jebel Heights
282 | DHF-DJC-PADEL-004 | DHF-DJC-PADEL-004 | JEBEL HEIGHT ROAD - PADEL COURT #4 | No Bldg # | Sports Courts | JH Recreation | Jebel Heights | Jebel Heights Facilites Center | RSD | Jebel Heights
283 | DHF-DJC-JH14 | DHF-DJC-JH14 | JEBEL HEIGHT COMMUNITY CENTER | JH-15 | Supermarket | JH Concession | Jebel Heights | Jebel Height Facilites Center | RSD | Jebel Heights
284 | DHF-DJC-JH15 | DHF-DJC-JH15 | JEBEL HEIGHT RECREATION UNIT | JH-14 | Office | JH Recreation | Jebel Heights | Jebel Height Facilites Center | RSD | Jebel Heights
285 | DHF-DJC-SOCR-001 | DHF-DJC-SOCR | JEBEL HEIGHTS ROAD - SOCCER FIELD #1 | No Bldg # | Sports Fields | JH Recreation | Jebel Heights | Jebel Height Facilites Center | RSD | Jebel Heights
286 | DHF-DJC-SOCR-002 | DHF-DJC-SOCR | JEBEL HEIGHTS ROAD - SOCCER FIELD #2 | No Bldg # | Sports Fields | JH Recreation | Jebel Heights | Jebel Height Facilites Center | RSD | Jebel Heights
287 | DHF-DJC-SOCR-003 | DHF-DJC-SOCR | JEBEL HEIGHTS ROAD - SOCCER FIELD #3 | No Bldg # | Sports Fields | JH Recreation | Jebel Heights | Jebel Height Facilites Center | RSD | Jebel Heights
288 | DHF-DJC-SOCR-004 | DHF-DJC-SOCR | JEBEL HEIGHTS ROAD - SOCCER FIELD #4 | No Bldg # | Sports Fields | JH Recreation | Jebel Heights | Jebel Height Facilites Center | RSD | Jebel Heights
289 | DHF-DOC-SCHL-MOSQE | DHF-DOC-SCHL-MOSQE | Ali Bin Abi Talib Mosque (Ibis) | No Bldg # | Mosque | Mosque | Main camp | Kings Park Area | DRSD | Main camp
290 | DHF-DOC-113F | DHF-DOC-113F | ABU BAKR ASSIDDEEQ MOSQUE (AL-MUJAMMA MOSQUE) | 113F | Mosque | Mosque | Main camp | Mujamma Area | DRSD | Main camp
291 | DHF-DOC-RECR-KINGR-F269 | DHF-DOC-RECR-KINGR-F269 | STRAYS KENNEL | F269 | Others | Vet | Industrial Area | ID Office Area | DRSD | Industrial Area
292 | DHF-NTP-3300-CONCS | DHF-NTP-3300-CONCS | BLDG-3300 NORTH PARK (CONCESSION) | 3300 | Food & Beverage | Concession | Industrial Area | Midra Area | RSD | Industrial Area
293 | Not Received | Not Received | AL MIDRA OUTDOOR GYM -1 | 3305 | Fitness Gym | Recreation | Industrial Area | Midra Area | RSD | Industrial Area
294 | Not Received | Not Received | AL MIDRA OUTDOOR GYM -2 | 3305 | Fitness Gym | Recreation | Industrial Area | Midra Area | RSD | Industrial Area
295 | Not Received | Not Received | AL MIDRA OUTDOOR PLAZA | 3305 | Others | Recreation | Industrial Area | Midra Area | DRSD | Industrial Area
296 | Not Received | Not Received | AL MIDRA MAIN SOCCER FIELD | No Bldg # | Sports Fields | Recreation | Industrial Area | Midra Area | RSD | Industrial Area
297 | Not Received | Not Received | AL MIDRA SECONDARY SOCCER FIELD | No Bldg # | Sports Fields | Recreation | Industrial Area | Midra Area | RSD | Industrial Area
298 | Not Received | Not Received | AL MIDRA TENNIS COURT #1 | No Bldg # | Sports Courts | Outdoor Tennis Court | Industrial Area | Midra Area | RSD | Industrial Area
299 | Not Received | Not Received | AL MIDRA TENNIS COURT #2 | No Bldg # | Sports Courts | Outdoor Tennis Court | Industrial Area | Midra Area | RSD | Industrial Area
300 | Not Received | Not Received | AL MIDRA MALE FITNESS ROOM | 3329 | Fitness Gym | Recreation | Industrial Area | Midra Area | RSD | Industrial Area
301 | Not Received | Not Received | AL MIDRA FEMALE FITNESS ROOM | 3329 | Fitness Gym | Recreation | Industrial Area | Midra Area | RSD | Industrial Area
302 | Not Received | Not Received | AL MIDRA BASKETBALL COURT | No Bldg # | Sports Courts | Recreation | Industrial Area | Midra Area | RSD | Industrial Area
303 | DHF-LIP-3131 | DHF-LIP-3131 | FURNITURE WAREHOUSE | 3131 | Others | Residential | Industrial Area | LIP | DRSD | Industrial Area
304 | DHF-DAN-PARK | DHF-DAN-PARK | Dana Park | No Bldg # | Parks & Plaza | Not Received | Public Park | Dana District | RSD | Public Park
305 | DHF-DRT-PH01-AR001 | DHF-DRT-PH01-AR001 | DRT Park - Zone 1 | AR001 | Parks & Plaza | Recreation | Public Park | DRT | RSD | Public Park
306 | DHF-DRT-PH01-AR004 | DHF-DRT-PH01-AR004 | DRT Park - Zone 4 | AR004 | Parks & Plaza | Recreation | Public Park | DRT | RSD | Public Park
307 | DHF-DRT-PH02-AR005 | DHF-DRT-PH02-AR005 | DRT Park - Zone 5 | AR005 | Parks & Plaza | Recreation | Public Park | DRT | RSD | Public Park
308 | DHF-DRT-PH02-AR007 | DHF-DRT-PH02-AR007 | DRT Park - Zone 7 | AR007 | Parks & Plaza | Recreation | Public Park | DRT | RSD | Public Park
309 |  |  | Al Ramis Park | Not Received | Parks & Plaza | Recreation | Public Park | Ramis Area | RSD | Public Park
310 | DHF-DSC-GARD-09066 | DHF-DSC-GARD-09066 | Chemical Mixing Bldg. | 9066 | Others | Store Room | Main camp | Gardening Div Area | GOS | Main camp
311 | DHF-DSC-GARD-09067 | DHF-DSC-GARD-09067 | Storehouse | 9067 | Others | Contractor Dining Area | Main camp | Gardening Div Area | GOS | Main camp
312 | DHF-DSC-GARD-09068 | DHF-DSC-GARD-09068 | Comfort Room | 9068 | Others | Toilet Room | Main camp | Gardening Div Area | GOS | Main camp
313 | DHF-DSC-GARD-09069 | DHF-DSC-GARD-09069 | Comfort Room | 9069 | Others | Toilet Room | Main camp | Gardening Div Area | GOS | Main camp
314 | DHF-DSC-GARD-09070 | DHF-DSC-GARD-09070 | Contractor Office and Guard House | 9070 | Office | Contractor Office | Main camp | Gardening Div Area | GOS | Main camp
315 | DHF-DSC-GARD-01251 CONTRACTOR OFFICE BLDG | DHF-DSC-GARD-01251 CONTRACTOR OFFICE BLDG | Office A & B | 1251 | Office | Contractor Office | Main camp | Gardening Area | DRSD | Main camp
316 | DHF-DOC-1236 | DHF-DOC-1236 | Golf Course Workshop | Not Received | Others | Golf Course Workshop | Main camp | Golf Course | DRSD | Main camp
317 | DHC-DOC-1236-1236A | DHC-DOC-1236-1236A | Golf Course Warehouse | Not Received | Others | Golf Course Warehouse | Main camp | Golf Course | DRSD | Main camp
318 | DHF-DSC-GARD-09065 | DHF-DSC-GARD-09065 | Chemical Storage Bldg. | 9065 | Others | Chemical Warehouse | Main camp | Gardening Div Area | GOS | Main camp
319 | DHF-DOC-GARD-01623 NURSERY_GREENHOUSE | DHF-DOC-GARD-01623 NURSERY_GREENHOUSE | Nursery Office#1 | 9030 | Office | Office | Main camp | Gardening Div Area | GOS | Main camp
320 | DHF-DOC-GARD-01623 NURSERY_GREENHOUSE | DHF-DOC-GARD-01623 NURSERY_GREENHOUSE | Nursery Facilities Area/Office | 9029 | Office | Office | Main camp | Gardening Div Area | GOS | Main camp
321 | DHF-DSC-GARD-09064 | DHF-DSC-GARD-09064 | Mosque | No Bldg # | Mosque | Mosque | Main camp | Gardening Div Area | GOS | Main camp
322 | DHF-DOC-GARD-01623 NURSERY_GREENHOUSE | DHF-DOC-GARD-01623 NURSERY_GREENHOUSE | Nursery Office#1 Extension | 9030 extension | Office | Contractor Office | Main camp | Gardening Div Area | GOS | Main camp
Note on B2: Munawar Ahmed, Zeeshan Faraz:

## Concession
Building | Building type | # Stories/Floors | Utilization | Total Units | Population | HVAC Type | Fire System |  | Ventilation System Rectifications | Wall Penetration Rectifications | Interior renovation | Kitchen Hoods | Exterior upgrade |  |  |  |  | Control camira | Speed Net | Power Source | Remarks
[7 empty] | Sprinkler | Alarm |  |  |  |  | Side walk | Garden gate | Sun shade/Patio | Decorative wall | Cladding
DHAHRAN HILLS SNACK BAR 3 | Restaurant | 1 | Restaurant | 1 | 70 | AHU | N/A | Smoke detector | Central | N | N/A | YES | YES | NO | N/A | NO | Stone | YES | N/A | 110V/220V
DH HILLS LAUNDRY SHOP | Shop | 1 | Shop | 1 | 5 | AHU | N/A | Smoke detector | Central | N | N/A | NO | YES | NO | YES | NO | Wooden | YES | N/A | 110V/220V
MINI MARKET | Shop | 1 | Shop | 1 | 10 | AHU | N/A | Smoke detector | Central | N | N/A | NO | YES | NO | YES | NO | Wooden | YES | N/A | 110V/220V
AL MUNIRAH COMMISSARY | Super Market | 1 | Super Market | 1 | 100 | AHU | YES | Smoke detector | Central | N | N/A | YES | YES | YES | NO | NO | Stone | YES | N/A | 110V/220V/380V/480V
AL-MUNIRAH DINING HALL | Dining Hall | 1 | Dining Hall | 1 | 648 | AHU | YES | Smoke detector | Central | N | N/A | NO | YES | YES | NO | NO | Stone | YES | N/A | 110V/220V/380V
Majestic Taxi Service Bldg. 213 | Food Court | 1 | Food Court | 1 | 50 | AHU& Split | YES | Smoke detector | Central | N | N/A | YES | YES | YES | YES | NO | Wooden | YES | N/A | 220V/380V
SNACK BAR 1 | Restaurant | 1 | Restaurant | 1 | 120 | AHU& Split | YES | Smoke detector | Central | N | N/A | YES | YES | YES | NO | NO | Stone | YES | N/A | 110V/220V/380V
DHAHRAN COMMISSARY | Super Market | 1 | Super Market | 1 | 200 | AHU& Split | YES | Smoke detector | Central | N | N/A | YES | YES | YES | NO | NO | PVC & Glass | YES | N/A | 110V/220V/380V
LAUNDROMAT | Shop | 1 | Shop | 1 | 10 | AHU | N/A | Smoke detector | Central | N | N/A | NO | YES | NO | YES | NO | Stone | YES | N/A | 110V/220V/380V
NEW BEAUTY SHOP | Lady's Saloon | 1 | Lady's Saloon | 1 | 50 | AHU | N/A | Smoke detector | Central | N | N/A | NO | YES | NO | YES | NO | Wooden | YES | N/A | 110V/220V
COFFEE SERVICES | Coffee Store | 1 | Coffee Store | 1 | 10 | Window & Split | N/A | Smoke detector | Central | N | N/A | YES | YES | NO | YES | NO | Stone | NO | N/A | 110V/220V
DHAHRAN GOLF CLUB SNACK BAR (Chili's) | Food Court | 1 | Food Court | 1 | 50 | AHU& Split | YES | Smoke detector | Central | N | N/A | YES | YES | YES | YES | NO | Wooden | YES | N/A | 110V/220V/380V
SNACK BAR 2 | Restaurant | 1 | Restaurant | 1 | 25 | AHU& Split | YES | Smoke detector | Central | N | N/A | YES | YES | YES | NO | NO | Stone | YES | N/A | 110V/220V
HEALTH AND DIET CENTER | Clinic | 1 | Clinic | 1 | 10 | AHU& Split | N/A | Smoke detector | Central | N | N/A | NO | YES | YES | NO | NO | Wooden | YES | N/A | 110V/220V
DH DINING HALL | Dining Hall | 1 | Dining Hall | 1 | 250 | AHU& Split | YES | Smoke detector | Central | N | N/A | YES | YES | YES | NO | NO | Stone | YES | N/A | 110V/220V/380V
SAMARA TAXI SERVICE | Office | 1 | Office | 1 | 25 | AHU& Split | N/A | Smoke detector | Central | N | N/A | NO | YES | NO | NO | NO | Stone | YES | N/A | 110V/220V
Community Plaza | Food Court | 1 | Food Court | 1 | 35 | AHU& Split | N/A | Smoke detector | Central | N | N/A | NO | YES | YES | YES | NO | N/A | YES | N/A | 220V/380V
CARLTON LOUNGE | Restaurant | 1 | Restaurant | 1 | 50 | AHU& Split | YES | Smoke detector | Central | N | N/A | YES | YES | YES | NO | NO | Wooden | YES | N/A | 110V/220V/380V
LAUNDRY SERVICES | Shop | 1 | Shop | 1 | 5 | AHU& Split | N/A | Smoke detector | Central | N | N/A | NO | YES | YES | NO | NO | Wooden | YES | N/A | 110V/220V
STARBUCKS KINGS ROAD | Coffee shop | 1 | Coffee shop | 1 | 50 | AHU& Split | N/A | Smoke detector | Central | N | N/A | NO | YES | YES | NO | NO | Glass | YES | N/A | 220V/380V
ACAI KITCHEN (UNDER 500) | Restaurant | 1 | Restaurant | 1 | 20 | AHU& Split | N/A | Smoke detector | Central | N | N/A | NO | YES | YES | NO | NO | Wooden | YES | N/A | 110V/220V
AR RABIYAH COMMUNITY CONCESSION (MINI MARKET) | Food Court | 1 | Food Court | 1 | 10 | AHU& Split | YES | Smoke detector | Central | N | N/A | NO | YES | YES | NO | NO | Wooden | YES | N/A | 110V/220V
CAFETERIA (CONCESSION) | Coffee shop | 1 | Coffee shop | 1 | 30 | AHU& Split | N/A | Smoke detector | Central | N | N/A | NO | YES | YES | NO | NO | Wooden | YES | N/A | 110V/220V
BLDG-3300 NORTH PARK ( CONCESSION) | Restaurant | 1 | Restaurant | 1 | 276 | AHU& Split | N/A | Smoke detector | Central | N | N/A | YES | YES | YES | NO | NO | Wooden | YES | N/A | 110V/220V
DT & HEC |  | 1 |  | 1 | 15 | AHU& Split | YES | Smoke detector | Central | N | N/A | NO | YES | YES | NO | NO | Wooden | YES | N/A | 110V/220V
ARABIAN FOOD SUPPLY BANQUET OFFICE | Office | 1 | Office | 1 | 10 | AHU& Split | N/A | Smoke detector | Central | N | N/A | NO | YES | YES | NO | NO | Wooden | YES | N/A | 110V/220V
BLOCK 4038 KARL AVENUE | Shop | 1 | Shop | 1 | 53 | AHU& Split | N/A | Smoke detector | Central | N | N/A | NO | YES | YES | NO | NO | Wooden | YES | N/A | 110V/220V
4036 KARL (USE DHF-DOC-RECR-KINGR-4036) | Shop | 1 | Shop | 1 | 5 | AHU& Split | N/A | Smoke detector | Central | N | N/A | NO | YES | YES | NO | NO | Wooden | YES | N/A | 110V/220V
1000 MAN DINNER (CONCESSIONS) | Restaurant | 1 | Restaurant | 1 | 25 | AHU& Split | N/A | Smoke detector | Central | N | N/A | YES | YES | YES | NO | NO | Stone | YES | N/A | 110V/220V
DAMMAM OFFICE BLDG CAFETERIA | Restaurant | 1 | Restaurant | 1 | 50 | AHU& Split | YES | Smoke detector | Central | N | N/A | YES | YES | YES | NO | NO | Wooden | YES | N/A | 110V/220V
DAMMAM OFFICE BLDG BASEMENT (CONCESSION) |  | 1 |  | 1 | 180 | AHU& Split | YES | Smoke detector | Central | N | N/A | YES | YES | YES | NO | NO | Wooden | YES | N/A | 110V/220V
EXPEC BLDG SNACK BAR (CONCESSIONS) | Dining | 1 | Dining | 1 | 30 | AHU& Split | YES | Smoke detector | Central | N | N/A | YES | YES | YES | NO | NO | PVC & Glass | YES | N/A | 110V/220V
EXPEC BLDG BASEMENT (CONCESSIONS) |  | 1 |  | 1 | 30 | AHU& Split | YES | Smoke detector | Central | N | N/A | YES | YES | YES | NO | NO | PVC & Glass | YES | N/A | 110V/220V/380V/480V
ENGINEERING BLDG BASEMENT (CONCESSIONS) |  | 1 |  | 1 | 30 | AHU& Split | YES | Smoke detector | Central | N | N/A | YES | YES | YES | NO | NO | PVC & Glass | YES | N/A | 110V/220V/380V/480V
Grand Total

## Hills
Building | Building type | # Stories/Floors | Utilization | Total Units | Population | HVAC Type | Fire System |  | Ventilation System Rectifications | Wall Penetration Rectifications | Interior renovation | Kitchen Hoods | Exterior upgrade |  |  |  |  | Control camira | Speed Net | Power Source | Remarks
[7 empty] | Sprinkler | Alarm |  |  |  |  | Side walk | Garden gate | Sun shade/Patio | Decorative wall | Cladding
PRACTICE FIELDS 1 & 2 | outdoor field | N/A | outdoor field | 2 | 50 | N/A | N/A | N/A | N/A | N/A | N/A | N/A | N/A | N/A | Yes | N/A | N/A | N/A | N/A | N/A
FAMILY RECREATION CENTER | office | N/A | office | 1 | 12 | Central | N/A | Smoke dtctr | N/A | N/A | N/A | N/A | N/A | N/A | N/A | N/A | N/A | Yes | N/A | 110v / 220v
DH HILLS POOL FACILITY | outdoor | N/A | outdoor | 4 | 350 | N/A | N/A | N/A | N/A | N/A | N/A | N/A | N/A | N/A | Yes | Yes | N/A | N/A | N/A | 110v / 220v
DH HILLS FAMILY CENTER | game room | N/A | game room | 1 | 100 | Central | N/A | Smoke dtctr | N/A | N/A | N/A | N/A | N/A | Yes | Yes | N/A | N/A | N/A | N/A | 110v / 220v
SQUASH COURT | indoor sport | N/A | indoor sport | 4 | 30 | Central | N/A | Smoke dtctr | N/A | N/A | N/A | N/A | N/A | N/A | Yes | N/A | N/A | N/A | N/A | 110v / 220v
NEW ART GROUP BUILDING | classes | N/A | classes | 2 | 50 | Central | N/A | Smoke dtctr | N/A | N/A | Gallery | N/A | N/A | N/A | N/A | N/A | N/A | N/A | N/A | 110v / 220v
AL-WAHA SOUTH | classes | N/A | classes | 1 | 150 | Central | N/A | Smoke dtctr | N/A | N/A | Function room | N/A | N/A | N/A | N/A | Yes | Pre-cast | N/A | N/A | 110v / 220v
AL-WAHA NORTH | classes | N/A | classes | 1 | 100 | Central | N/A | Smoke dtctr | N/A | N/A | Function room | N/A | N/A | N/A | N/A | N/A | N/A | N/A | N/A | 110v / 220v
BMX TRACK / JOGGING PATH | outdoor field | N/A | outdoor field | 3 | 50 | N/A | N/A | N/A | Split | N/A | Security golf gate | N/A | N/A | N/A | Yes | N/A | N/A | Yes | N/A | 110v / 220v
PORTABLE 1-(A516X411-001+002) | N/A | N/A | N/A | N/A | N/A | N/A | N/A | N/A | N/A | N/A | N/A | N/A | N/A | N/A | N/A | N/A | N/A | N/A | N/A | N/A
TENNIS COURTS | outdoor field | N/A | outdoor field | 15 | 100 | N/A | N/A | N/A | N/A | N/A | N/A | N/A | N/A | N/A | Yes | N/A | N/A | N/A | N/A | N/A
HOBBY FARM | outdoor | N/A | outdoor | 12 | 50 | N/A | N/A | N/A | Split | N/A | Club House | N/A | N/A | N/A | Yes | N/A | N/A | Yes | N/A | 110v / 220v
TENNIS COURT PORTABLE | indoor | N/A | indoor | 1 | 25 | Split | N/A | N/A | Split | N/A | Living Room | N/A | N/A | N/A | Yes | N/A | concrete | N/A | N/A | 110v / 220v
RUB AL-KHALI SOCCER AND CRICKET FIELDS | outdoor | N/A | outdoor | 12 | 1500 | N/A | N/A | N/A | N/A | N/A | N/A | Yes | N/A | N/A | Yes | N/A | N/A | Yes | N/A | 110v / 220v
L & R SOCCER FIELDS | outdoor | N/A | outdoor | 1 | 75 | N/A | N/A | N/A | N/A | N/A | N/A | N/A | N/A | N/A | N/A | N/A | N/A | Yes | N/A | 110v / 220v
L SECTION - DOG PARK | outdoor field | N/A | outdoor field | 1 | 15 | N/A | N/A | N/A | N/A | N/A | N/A | N/A | N/A | N/A | N/A | N/A | N/A | Yes | N/A | N/A
BALL FIELDS 1 & 2, BOOTH A | outdoor | N/A | outdoor | 2 | 200 | Split | N/A | N/A | Split | N/A | Toilet | N/A | N/A | N/A | Yes | N/A | N/A | N/A | N/A | 110v / 220v
DH HILLS PARK | outdoor | N/A | outdoor | 1 | 500 | N/A | N/A | N/A | Split | N/A | Toilet | N/A | N/A | Yes | N/A | N/A | N/A | Yes | N/A | 110v / 220v
TRACK SOCCER FIELD 1 | outdoor field | N/A | outdoor field | 1 | 100 | N/A | N/A | N/A | N/A | N/A | N/A | N/A | N/A | N/A | Yes | N/A | N/A | N/A | N/A | 110v / 220v
HANGAR FLIERS | office | N/A | office | 1 | 25 | Central | N/A | Smoke dtctr | N/A | N/A | N/A | N/A | N/A | N/A | Yes | N/A | N/A | N/A | N/A | 110v / 220v
AQUARIUM SOCIETY | office | N/A | office | 1 | 25 | Window | N/A | Smoke dtctr | N/A | N/A | N/A | N/A | N/A | N/A | N/A | N/A | N/A | N/A | N/A | 110v / 220v
SAYSO OFFICE | office | N/A | office | 1 | 25 | Central | N/A | Smoke dtctr | N/A | N/A | N/A | N/A | N/A | N/A | Yes | N/A | N/A | N/A | N/A | 110v / 220v
MEETING ROOM | classes | N/A | classes | 1 | 25 | Central | N/A | Smoke dtctr | N/A | N/A | N/A | N/A | N/A | N/A | Yes | N/A | N/A | N/A | N/A | 110v / 220v
GAME ROOM #2 | classes | N/A | classes | 1 | 25 | Central | N/A | Smoke dtctr | N/A | N/A | N/A | N/A | N/A | N/A | Yes | N/A | N/A | N/A | N/A | 110v / 220v
GAME ROOM #1 | classes | N/A | classes | 1 | 25 | Central | N/A | Smoke dtctr | N/A | N/A | N/A | N/A | N/A | N/A | Yes | N/A | N/A | N/A | N/A | 110v / 220v
BASEBALL ASSOCIATION | office | N/A | office | 1 | 25 | Window | N/A | Smoke dtctr | N/A | N/A | N/A | N/A | N/A | N/A | N/A | N/A | N/A | N/A | N/A | 110v / 220v
R.C. GROUP | office | N/A | office | 1 | 75 | Central | N/A | Smoke dtctr | N/A | N/A | N/A | N/A | N/A | N/A | N/A | N/A | N/A | N/A | N/A | 110v / 220v
SA BEACH FACILITIES | outdoor field | N/A | outdoor field | 7 | 5500 | N/A | N/A | N/A | N/A | N/A | N/A | N/A | N/A | N/A | Yes | N/A | N/A | N/A | N/A | 110v / 220v
Jebel Height Recreation unit | office | N/A | office | 5 | 25 | Central | N/A | N/A | N/A | N/A | N/A | N/A | N/A | N/A | N/A | N/A | N/A | N/A | N/A | 110v / 220v
Jabel Height Road- Paddle court | outdoor field | N/A | outdoor field | 4 | 120 | N/A | N/A | N/A | N/A | N/A | N/A | N/A | N/A | N/A | N/A | N/A | N/A | N/A | N/A | 110v / 220v
Jabel Height Road- Soccer Field | outdoor field | N/A | outdoor field | 5 | 600 | N/A | N/A | N/A | N/A | N/A | N/A | N/A | N/A | N/A | N/A | N/A | N/A | N/A | N/A | 110v / 220v
Jabel Height Road- Soccer Field | outdoor field | N/A | outdoor field | 4 | 600 | N/A | N/A | N/A | N/A | N/A | N/A | N/A | N/A | N/A | N/A | N/A | N/A | N/A | N/A | 110v / 220v
Grand Total

## DRU
Building | Building type | # Stories/Floors | Utilization | Total Units | Population | HVAC Type | Fire System |  | Ventilation System Rectifications | Wall Penetration Rectifications | Interior renovation | Kitchen Hoods | Exterior upgrade |  |  |  |  | Control camira | Speed Net | Power Source | Remarks
[7 empty] | Sprinkler | Alarm |  |  |  |  | Side walk | Garden gate | Sun shade/Patio | Decorative wall | Cladding
AAA GARAGE PORTABLE | office | N/A | office | N/A | 15 | split | N/A | Smoke Detector | N/A | N/A | N/A | N/A | Yes | N/A | N/A | N/A | Wooden | N/A | N/A | 110V/220V
AAA GARAGE PORTABLE | Storage | N/A | Storage | N/A | N/A | Window Type | N/A | Smoke Detector | N/A | N/A | N/A | N/A | Yes | N/A | N/A | N/A | Wooden | N/A | N/A | 110V/220V
YOGA CENTER | Gym | N/A | Gym | 1 | Unknown | AHU | N/A | Smoke Detector | N/A | N/A | N/A | N/A | Yes | N/A | N/A | N/A | Wooden | N/A | N/A | 110V/220V
DUCK POND | N/A | N/A | N/A | 1 | 100 | N/A | Yes | N/A | N/A | N/A | N/A | N/A | Yes | N/A | Yes | N/A | N/A | Yes | N/A | 110V/220V
DUCK POND HAMMAM | Toilet | N/A | Toilet | 1 | 10 | Split Type | N/A | N/A | Split AC | Yes | N/A | N/A | Yes | N/A | N/A | N/A | N/A | N/A | N/A | 110V/220V
DUCK POND MOSQUE | Mosque | N/A | Mosque | 1 | 10 | Split Type | N/A | Smoke Detector | Split AC | N/A | N/A | N/A | Yes | N/A | N/A | N/A | N/A | N/A | N/A | 110V/220V
POOL FACILITY, 3RD ST | Swimming Pool | N/A | Swimming Pool | 1 | 144 | Split Type | N/A | Smoke Detector | Split AC | N/A | N/A | N/A | Yes | N/A | Yes | N/A | N/A | N/A | N/A | 110V/220V
POOL PUMP HOUSE | Pump Room | N/A | Pump Room | 1 | 20 | Split Type | Yes | Smoke Detector | N/A | N/A | N/A | N/A | N/A | N/A | Yes | N/A | N/A | N/A | N/A | 110V/220V
ARABIC SPEAKING GROUP/3rd STREET VALLEY GYM | GYM | N/A | GYM | 1 | 15 | AHU | Yes | Fire Alarm System | N/A | N/A | N/A | N/A | N/A | N/A | Yes | N/A | N/A | N/A | N/A | 110V/220V
RECREATION STORAGE | Storage | N/A | Storage | 1 | 10 | Split Type | N/A | Smoke Detector | N/A | N/A | N/A | N/A | N/A | N/A | N/A | N/A | N/A | N/A | N/A | 110V/220V
RECREATION OFFICE | Office | N/A | Office | 1 | 10 | AHU, Split Type | N/A | Smoke Detector | N/A | N/A | N/A | N/A | N/A | N/A | N/A | N/A | N/A | N/A | N/A | 110V/220V
ROLLERSKATING RINK | Storage | N/A | Storage | 1 | 10 | Split Type | N/A | Smoke Detector | N/A | N/A | N/A | N/A | N/A | N/A | N/A | N/A | N/A | N/A | N/A | 110V/220V
LOCKER CHANGING ROOM | Locker Room | N/A | Locker Room | 1 | 50 | Window Type | Yes | Fire Alarm System | Yes | Yes | Yes | N/A | N/A | N/A | N/A | N/A | N/A | N/A | N/A | 110V/220V
YOUTH CENTER | Youth Center | N/A | Youth Center | 1 | 50 | AHU | N/A | Smoke Detector | N/A | N/A | N/A | N/A | N/A | N/A | N/A | N/A | N/A | N/A | N/A | 110V/220V
DIVING EQUIPMENT/REC STORE | Storage | N/A | Storage | 1 | 30 | Window Type | N/A | Smoke Detector | N/A | N/A | N/A | N/A | N/A | N/A | N/A | N/A | N/A | N/A | N/A | 110V
MULTI PURPOSE BLDG #3 | Portable | N/A | Portable | 1 | 50 | Window Type | N/A | Smoke Detector | N/A | N/A | N/A | N/A | N/A | N/A | Yes | N/A | N/A | N/A | N/A | 110V
EXERCISE ROOM | Exercise | N/A | Exercise | 1 | 500 | AHU | Yes | Fire Alarm System | Yes | Yes | Yes | N/A | N/A | N/A | N/A | N/A | N/A | Yes | Yes | 110V/220V
RECREATION STORE | 251 | N/A | 251 | 1 | 30 | AHU/SPLIT | Yes | Fire Alarm System | Yes | Yes | Yes | N/A | N/A | N/A | N/A | N/A | N/A | Yes | Yes | 110V/220V
TENNIS PORTABLE | Portable | N/A | Portable | 1 | 50 | AHU | Yes | Smoke Detector | N/A | N/A | N/A | N/A | N/A | N/A | Yes | N/A | N/A | N/A | N/A | 110V/220V
SQUASH/RACQUETBALL COURTS | Squash Ball | N/A | Squash Ball | 1 | 50 | AHU | Yes | Smoke Detector | N/A | N/A | N/A | N/A | N/A | N/A | N/A | N/A | N/A | N/A | N/A | 110V/220V
HANDBALL/RACQUETBALL COURTS | Racquet Ball | N/A | Racquet Ball | 1 | 50 | AHU | Yes | N/A | N/A | N/A | N/A | N/A | N/A | N/A | N/A | N/A | N/A | N/A | N/A | 110V
RECREATION EQUIPMENT STORAGE | Storage | N/A | Storage | 1 | 30 | Window Type | Yes | Smoke Detector | N/A | N/A | N/A | N/A | N/A | N/A | N/A | N/A | N/A | N/A | N/A | 110V
GIRL SCOUTS PORTABLE | Girl's Scout | N/A | Girl's Scout | 1 | 50 | Window Type | Yes | Smoke Detector | N/A | N/A | N/A | Yes | N/A | Yes | Yes | N/A | N/A | N/A | N/A | 110V
BOY SCOUTS PORTABLE | Boy's Scout | N/A | Boy's Scout | 1 | 50 | Window Type | Yes | Smoke Detector | N/A | N/A | N/A | Yes | N/A | Yes | N/A | N/A | N/A | N/A | N/A | 110V
YACHT CLUB | Yacht | N/A | Yacht | 1 | 50 | AHU | Yes | Smoke Detector | N/A | N/A | N/A | Yes | N/A | Yes | Yes | N/A | N/A | N/A | N/A | 110V/220V
THEATER GROUP | Theater | N/A | Theater | 1 | 50 | AHU, Split Type | Yes | Smoke Detector | N/A | N/A | N/A | Yes | N/A | Yes | Yes | N/A | N/A | N/A | N/A | 110V/220V
SECURITY BOOTHS (3) 249 | Security both | N/A | Security both | 1 | NlA | Split Type | Yes | N/A | N/A | N/A | N/A | Yes | N/A | Yes | Yes | N/A | N/A | N/A | N/A | 110V/220V
TENNIS COURTS | Tennis Courts | N/A | Tennis Courts | 1 | 100 | Window Type | Yes | N/A | N/A | N/A | N/A | N/A | N/A | N/A | Yes | N/A | N/A | N/A | N/A | 110V/220V
PEE WEE #2 | Pee Wee Field #1 | N/A | Pee Wee Field #1 | 1 | 100 | Window Type | Yes | N/A | N/A | N/A | N/A | N/A | N/A | Yes | Yes | N/A | N/A | N/A | N/A | 110V/220V
PEE WEE #1 | Pee Wee Field #1 | N/A | Pee Wee Field #1 | 1 | 100 | Window Type | Yes | N/A | N/A | N/A | N/A | N/A | N/A | Yes | Yes | N/A | N/A | N/A | N/A | 110V/220V
SOCCER FIELD #1 & RUNNING TRACK | Soccer Field 1 | N/A | Soccer Field 1 | 1 | 100 | Window Type | Yes | N/A | N/A | N/A | N/A | N/A | N/A | Yes | Yes | N/A | N/A | N/A | N/A | 110V/220V
RIM LANE PLAYGRPOUND | Playground | N/A | Playground | 1 | 20 | Split Type | Yes | N/A | N/A | N/A | N/A | N/A | N/A | N/A | N/A | N/A | N/A | N/A | N/A | 110V
SOCCER FIELD #2 | Soccer Field 2 | N/A | Soccer Field 2 | 1 | 100 | Window Type | Yes | N/A | N/A | N/A | N/A | N/A | N/A | Yes | Yes | N/A | N/A | N/A | N/A | 110V
RAVINE COURT PLAYGROUND | Playground | N/A | Playground | 1 | 20 | Split Type | Yes | N/A | N/A | N/A | N/A | N/A | N/A | N/A | N/A | N/A | N/A | N/A | N/A | 110V
OUTDOOR BASKETBALL | Basketball | N/A | Basketball | 1 | 50 | N/A | Yes | N/A | N/A | N/A | N/A | N/A | N/A | N/A | N/A | N/A | N/A | N/A | N/A | 110V
BALLFIELD | Ballfield | N/A | Ballfield | 1 | 100 | Window Type | Yes | N/A | N/A | N/A | N/A | N/A | N/A | N/A | Yes | N/A | N/A | N/A | N/A | 110V/220V
5TH STREET PLAYGROUND | Playground | N/A | Playground | 1 | 20 | Split Type | Yes | N/A | N/A | N/A | N/A | N/A | N/A | N/A | Yes | N/A | N/A | N/A | N/A | 110V
EXERCISE ROOM 221 | Gym | N/A | Gym | 1 | 500 | AHU, Split Type | Yes | Fire control panel | N/A | N/A | N/A | Yes | N/A | Yes | Yes | N/A | N/A | N/A | N/A | 110V/220V
HOLMES AVENUE PLAYGROUND | Playground | N/A | Playground | 1 | 20 | N/A | Yes | N/A | N/A | N/A | N/A | N/A | N/A | N/A | N/A | N/A | N/A | N/A | N/A | 110V
KING'S ROAD RECREATION FACILITIES 1012 | office | N/A | office | 1 | 25 | AHU, Split Type | Yes | Smoke Detector | N/A | N/A | N/A | Yes | N/A | Yes | Yes | N/A | N/A | N/A | N/A | 110V/220V
RECREATION MAINTENANCE OFFICE | maintenance | N/A | maintenance | 1 | 20 | AHU/split | N/A | smok detectors | N/A | N/A | N/A | N/A | yes | yes | N/A | N/A | N/A | N/A | N/A | 110/220
RECREATION PORTABLE | Office | N/A | Office | 1 | N | AHU | N/A | Smoke Detector | Central | N | N/A | N/A | Yes | N/A | N/A | N/A | Wooden | N/A |  | 110V/220V
PATIO GAME ROOM | Game Room | N/A | Game Room | 1 | 15 | AHU | yes | Fire control panel | yes | yes | yes | N/A | yes | yes | N/A | yes | N/A | yes | N/A | 110/220
POOL FACILITY, PATIO | POOL | N/A | POOL | 1 | 144 | Split Type | Yes | N/A | N/A | N/A | N/A | N/A | N/A | N/A | Yes | N/A | N/A | N/A | N/A | 110V/220
POOL PUMP HOUSE | Pump Room | N/A | Pump Room | 1 | N/A | SPLIT | N/A | Smoke Detector | Central | N | N/A | N/A | Yes | N/A | N/A | N/A | N/A | N/A | N/A | 110V/220V
ARABIC LADIES GYM | Gym | N/a | Gym | 1 | 40 | AHU | N/a | Smoke detector | central | n |  | n/a | n/a | n/a | n/a | n/a | avaliable | n/a |  | 110V/220V
LADIES FITNESS CENTER | Gym | N/a | Gym | 1 | 100 | AHU | N/a | Fire control panel | central | n |  | n/a | n/a | n/a | n/a | n/a | avaliable | n/a |  | 110V/220V
DHAHRAN THEATER | Theater | N/A | Theater | 2 | 300 | AHU/split | yes | yes | yes | yes | N/A | N/A | N/A | N/A | N/A | N/A | yes | N/A | N/A | 110/220
BOWLING ALLEY | Bowling Alley | N/A | Bowling Alley | 2 | 45 | AHU/split | yes | yes | yes | yes | yes | N/A | N/A | yes | N/A | yes | yes | N/A | N/A | 110/220
AD DIWAN BUILDING | AD-Diwan | N/A | AD-Diwan | 2 | 150 | AHU | yes | yes | yes | yes | N/A | N/A | N/A | yes | yes | N/A | yes | N/A | N/A | 110/220/480
DARK ROOM / PHOTO LAB | Office | N/A | Office | 1 | N/A | AHU | N/A | Smoke Detector | Central | N | N/A | N/A | Yes | N/A | N/A | N/A | Wooden | N/A | N/A | 110V/220V
DH WOMEN'S GROUP | Office | N/A | Office | 1 | N/A | AHU | N/A | Smoke Detector | Central | N | N/A | N/A | Yes | N/A | N/A | N/A | Wooden | N/A | N/A | 110V/220V
CANTERBURY GROUP | CHURCH | N/A | CHURCH | 1 | N/A | AHU | N/A | Fire control panel | Central | N | N/A | N/A | Yes | N/A | N/A | N/A | Wooden | N/A | N/A | 110V/220V
FELLOWSHIP GROUP | CHURCH | N/A | CHURCH | 1 | N/A | AHU | N/A | Smoke Detector | Central | N | N/A | N/A | Yes | N/A | N/A | N/A | Wooden | N/A | N/A | 110V/220V
GOLF CLUB HOUSE | club house | NA | club house | 1 | 30 | AHU | NA | Fire control panel | Central | N | NA | NA | YES | YES | YES | NO | NO | NA | N/A | 110/220
SPIN CITY | Gym | N/A | Gym | 1 | 20 | AHU | N/A | Smoke Detector | Central | N | N/A | N/A | Yes | N/A | N/A | N/A | Wooden | N/A | N/A | 110V/220V
DBA GROUP | Office | N/A | Office | 1 | N/A | AHU | N/A | Smoke Detector | Central | N | N/A | N/A | Yes | N/A | N/A | N/A | Wooden | N/A | N/A | 110V/220V
ART GROUP | Workshop | N/A | Workshop | 1 | 2 | AHU | N/A | Smoke Detector | Central | N | N/A | N/A | Yes | N/A | N/A | N/A | Wooden | N/A | N/A | 110V/220V
DHAHRAN COMMUNITY BAND | Workshop | N/A | Workshop | 1 | 3 | AHU | N/A | Smoke Detector | Central | N | N/A | N/A | Yes | N/A | N/A | N/A | Wooden | N/A | N/A | 110V/220V
SAYSO | Office | N/A | Office | 1 | 5 | AHU | N/A | Smoke Detector | Central | N | N/A | N/A | Yes | N/A | N/A | N/A | Wooden | N/A | N/A | 110V/220V
QUILT GROUP | Office | N/A | Office | 1 | 5 | AHU | N/A | Smoke Detector | Central | N | N/A | N/A | Yes | N/A | N/A | N/A | Wooden | N/A | N/A | 110V/220V
THEATER GROUP | Office | N/A | Office | 1 | 3 | AHU | N/A | Smoke Detector | Central | N | N/A | N/A | Yes | N/A | N/A | N/A | Wooden | N/A | N/A | 110V/220V
ART GROUP & EXHIBIT CENTER | Office | N/A | Office | 1 | 4 | AHU | N/A | Smoke Detector | Central | N | N/A | N/A | Yes | N/A | N/A | N/A | Wooden | N/A | N/A | 110V/220V
KING'S ROAD PLAYGROUND | Playground | N/A | Playground | 1 | 30 | NA | NA | NA | NA | NA | NA | NA | Yes | N/A | N/A | N/A | N/A | N/A | N/A | 110V/220V
SECURITY BOOTHS (3) | Security both | N/A | Security both | 1 | NA | Split Type | NA | NA | NA | [9 empty] | N/A | 110V/220V | bar: N to NA
GOLF CART SHEDS | CART SHED | NA | CART SHED | 1 | 1 | NA | NA | NA | NA |  | NA | NA | YES | NO | YES | NO | NO | NA | NA | 110/220
AR-RABIYAH PARK IN FRONT OF LOT 5 | PARKING | N/A | PARKING | N/A | N/A | N/A | N/A | N/A | N/A | N/A | N/A | N/A | N/A | N/A | N/A | N/A | N/A | N/A | N/A | N/A
AR-RABIYAH PARK IN FRONT OF LOT 73 | PARKING | N/A | PARKING | N/A | N/A | N/A | N/A | N/A | N/A | N/A | N/A | N/A | N/A | N/A | N/A | N/A | N/A | N/A | N/A | N/A
AR-RABIYAH RECREATION FACILITIES | Hall 600 | NA | Hall 600 | 1 | 20 | AHU | N/a | Smoke Detector | central | n |  | n/a | n/a | n/a | n/a | n/a | avaliable | n/a | N/A | 110V/220V
AR-RABIYAH COMMUNITY CENTER 600 | Multi pupose | NA | Multi pupose | 1 | 20 | AHU | N/a | Fire control panel | central | n |  | n/a | n/a | n/a | n/a | n/a | avaliable | n/a | N/A | 110V/220V
AR-RABIYAH RECREATION HALL 615 | RECREATION HALL | N/A | RECREATION HALL | 1 | 50 | AHU/split | N/A | Smoke Detector | Central | N | N/A | N/A | Yes | N/A | N/A | N/A | Wooden | N/A | N/A | 110V/220V
AR-RABIYAH RECREATION HALL | RECREATION HALL | N/A | RECREATION HALL | 1 | 50 | AHU/split | N/A | Smoke Detector | Central | N | N/A | N/A | Yes | N/A | N/A | N/A | Wooden | N/A | N/A | 110V/220V
AR-RABIYAH PLAYGROUND | Playground | N/A | Playground | 1 | 15 |  | NA | NA | NA | NA | NA | NA | Yes | N/A | N/A | N/A | N/A | N/A | N/A | 110V/220V/480
AAA GARAGE | Garage | N/A | Garage | 1 | 5 | AHU | NA | NA | NA | NA | NA | NA | Yes | N/A | N/A | N/A | N/A | N/A | N/A | 110V/220V/480
AAA GARAGE | Garage | N/A | Garage | 1 | 4 | AHU | NA | NA | NA | NA | NA | NA | Yes | N/A | N/A | N/A | N/A | N/A | N/A | 110V/220V/480
HOBBY SHOP | HOBBY SHOP | NA | HOBBY SHOP | 1 | 20 | AHU | YES | Control panel | CENTRAL | N | NA | NA | YES | YES | NA | NO | NO | NA | N/A | 110/220/480
4269 MILLER AVENUE | Gym | N/a | Gym | 1 | 50 | AHU/SPLIT | N/a | Fire control panel | central | n |  | n/a | yes | n/a | n/a | n/a | n/a | n/a | N/A | 110V/220V
821B EIGHT STREET | Office | N/a | Office | 1 | 10 | AHU/SPLIT | N/a | Smoke detector | central | n |  | yes | yes | yes | n/a | n/a | n/a | n/a | N/A | 110V/220V
Self Directed Group | office | N/a | office | 1 | 10 | AHU/SPLIT | N/a | Smoke detector | central | n |  | yes | yes | yes | n/a | n/a | n/a | n/a | N/A | 110V/220V
Kenal Club | Veternary Clinic | N/a | Veternary Clinic | 1 | 20 | AHU/SPLIT/ | N/a | Smoke detector | central | n |  | yes | yes | yes | n/a | n/a | n/a | n/a | N/A | 110V/220V
Tamimi office | office | N/a | office | 1 | 12 | AHU/SPLIT/window | N/a | Smoke detector | central | n |  | yes | yes | yes | n/a | n/a | n/a | n/a | N/A | 110V/220V

## Library.
Building | Building type | # Stories/Floors | Utilization | Total Units | Population | HVAC Type | Fire System |  | Ventilation System Rectifications | Wall Penetration Rectifications | Interior renovation | Kitchen Hoods | Exterior upgrade |  |  |  |  | Control camira | Speed Net | Power Source | Remarks
[7 empty] | Sprinkler | Alarm |  |  |  |  | Side walk | Garden gate | Sun shade/Patio | Decorative wall | Cladding
LIBRARY ADMINISTRATION | Office | N/A | Office | 1 | 10 | AHU | N/A | Smoke Detector | Central | N | N/A | N/A | YES | YES | N/A | No | wooden | N/A | N/A | 110V/220V
DH LIBRARY ANNEX | Office | N/A | Office | 1 | 8 | Split Type | N/A | Fire Control Panel | Split AC | N | N/A | N/A | N/A | N/A | N/A | No | Wooden | N/A | N/A | 110V/220V
DH RECREATION LIBRARY | Library | N/A | Library | 1 | 150 | AHU | N/A | Fire Control Panel | Central | N | N/A | N/A | YES | N/A | N/A | Yes | Stone | YES | N/A | 110V/220V
Grand Total

## Munirah.
Building | Building type | # Stories/Floors | Utilization | Total Units | Population | HVAC Type | Fire System |  | Ventilation System Rectifications | Wall Penetration Rectifications | Interior renovation | Kitchen Hoods | Exterior upgrade |  |  |  |  | Control camira | Speed Net | Power Source | Remarks
[7 empty] | Sprinkler | Alarm |  |  |  |  | Side walk | Garden gate | Sun shade/Patio | Decorative wall | Cladding
AL-MUNIRAH RECREATION OFFICE/GAME ROOM | Office/ game room | N/A | Office/ game room | 1 | 60 | AHU | N/A | Smoke Detector | AHU type | N/A | N/A | N/A | Yes | N/A | Yes | N/A | N/A | Yes | N/A | 110V/220V
AL-MUNIRAH THEATER | Theater | N/A | Theater | 1 | N/A | AHU | N/A | Smoke Detector | AHU type | N/A | N/A | N/A | Yes | N/A | N/A | N/A | N/A | N/A | N/A | 110V/220V
AL-MUNIRAH GYM, EXERCISE ROOM | Gym | N/A | Gym | 1 | 350 | AHU | N/A | Smoke Detector | AHU type | N/A | N/A | N/A | Yes | N/A | Yes | N/A | N/A | Yes | N/A | 110V/220V
AL-MUNIRAH SOCCER PLAYING FIELDS | Soccer field | N/A | Soccer field | 1 | 45 | N/A | N/A | N/A | N/A | N/A | N/A | N/A | Yes | N/A | N/A | N/A | N/A | N/A | N/A | 110V/220V
AL-MUNIRAH TENNIS COURTS | Tennis Court | N/A | Tennis Court | 1 | 70 | Split Type | N/A | Smoke Detector | Split A/C | N/A | N/A | N/A | Yes | N/A | N/A | N/A | N/A | N/A | N/A | 110V/220V
AL-MUNIRAH BASKETBALL COURT | Basketball court | N/A | Basketball court | 1 | 80 | AHU | N/A | Heat Detector | AHU type | N/A | N/A | N/A | Yes | N/A | N/A | N/A | N/A | N/A | N/A | 110V/220V
AL-MUNIRAH SWIMMING POOL | Swimming pool | N/A | Swimming pool | 1 | 100 | AHU | N/A | Smoke Detector | AHU type | N/A | N/A | N/A | Yes | N/A | Yes | N/A | N/A | N/A | N/A | 110V/220V
Grand Total

## JH Recreation
Building | Building type | # Stories/Floors | Utilization | Total Units | Population | HVAC Type | Fire System |  | Ventilation System Rectifications | Wall Penetration Rectifications | Interior renovation | Kitchen Hoods | Exterior upgrade |  |  |  |  | Control camira | Speed Net | Power Source | Remarks
[7 empty] | Sprinkler | Alarm |  |  |  |  | Side walk | Garden gate | Sun shade/Patio | Decorative wall | Cladding
Jebel Height Recreation unit | Office | N/A | 1 | 3 | 100 | Central | Yes | Yes | N/A | N/A | N/A | N/A | N/A | N/A | Swimming pool | N/A | N/A | 12 | N/A | 100v / 220v
Grand Total

## JH Concession
Building | Building type | # Stories/Floors | Utilization | Total Units | Population | HVAC Type | Fire System |  | Ventilation System Rectifications | Wall Penetration Rectifications | Interior renovation | Kitchen Hoods | Exterior upgrade |  |  |  |  | Control camira | Speed Net | Power Source | Remarks
[7 empty] | Sprinkler | Alarm |  |  |  |  | Side walk | Garden gate | Sun shade/Patio | Decorative wall | Cladding
Jebel Height Community Centre | Super Market | 1 | Super Market | 1 | 225 | AHU& Split | YES | Smoke detector | Central | N | N/A | YES | YES | YES | NO | NO | PVC & Glass | YES | N/A | 110V/220V/380V
Grand Total

## DH fitness center
Building | Building type | # Stories/Floors | Utilization | Total Units | Population | HVAC Type | Fire System |  | Ventilation System Rectifications | Wall Penetration Rectifications | Interior renovation | Kitchen Hoods | Exterior upgrade |  |  |  |  | Control camira | Speed Net | Power Source | Remarks
[7 empty] | Sprinkler | Alarm |  |  |  |  | Side walk | Garden gate | Sun shade/Patio | Decorative wall | Cladding
AL MIDRA Outdoor Gym -1 | Gym 1 | N/A | Gym 1 | 1 | 60 | N/A | N/A | N/A | N/A | N/A | N/A | N/A | Yes | N/A | Yes | N/A | N/A | N/A | N/A | N/A
AL MIDRA Outdoor Gym -2 | Gym 2 | N/A | Gym 2 | 1 | 50 | N/A | N/A | N/A | N/A | N/A | N/A | N/A | Yes | N/A | Yes | N/A | N/A | N/A | N/A | N/A
AL MIDRA Outdoor Plaza | outdoor Plaza | N/A | outdoor Plaza | 1 | 40 | N/A | N/A | N/A | N/A | N/A | N/A | N/A | Yes | N/A | Yes | N/A | N/A | N/A | N/A | N/A
AL MIDRA Main Soccer Field | soccer field | N/A | soccer field | 1 | 110 | N/A | N/A | N/A | N/A | N/A | N/A | N/A | Yes | N/A | Yes | N/A | N/A | N/A | N/A | N/A
AL MIDRA Secondary Soccer Field | soccer field | N/A | soccer field | 1 | 60 | N/A | N/A | N/A | N/A | N/A | N/A | N/A | Yes | N/A | Yes | N/A | N/A | N/A | N/A | N/A
AL MIDRA Tennis Court | Tennis court | N/A | Tennis court | 1 | 27 | N/A | N/A | N/A | N/A | N/A | N/A | N/A | Yes | N/A | Yes | N/A | N/A | N/A | N/A | N/A
AL MIDRA Male Fitness Room | Male fitness room | N/A | Male fitness room | 1 | 348 | AHU | YES | Smoke Detector | AHU TYPE | N/A | N/A | N/A | Yes | N/A | N/A | Yes | Yes | Yes | N/A | 220V
AL MIDRA Female Fitness Room | Female fitness room | N/A | Female fitness room | 1 | 278 | AHU | YES | Smoke Detector | AHU TYPE | N/A | N/A | N/A | Yes | N/A | N/A | Yes | Yes | Yes | N/A | 220V
AL MIDRA Basketball | basketball | N/A | basketball | 1 | 132 | AHU | YES | Smoke Detector | AHU TYPE | N/A | N/A | N/A | Yes | N/A | N/A | Yes | Yes | Yes | N/A | 220V
Grand Total